## Introduction
EDF-GEMI WaterMAPP
Introduction | Version 1.0 - October 2014
The EDF-GEMI WaterMapp has been made available to the public for free under a Creative Commons Attribution-NonCommercial-ShareAlike 4.0 International license.
Introduction
What is the EDF-GEMI WaterMAPP Tool?
The EDF-GEMI Water Management Application (WaterMAPP) is a free tool developed to help facility managers evaluate a building’s water usage and identify opportunities for reducing water consumption. For buildings that utilize cooling towers, the calculator can be used to calculate consumption and cost savings associated with improved operational efficiency of their cooling systems and increased free air cooling.
In 2012, EDF and AT&T launched a pilot project to identify opportunities to reduce water and energy use in buildings, with a focus on cooling towers. The project found that many buildings have an opportunity to reduce water use in their cooling towers. Through the pilot, the initial WaterMAPP Tools and Resources were developed to help AT&T and other organizations reduce their water use. The toolkit has the potential to save 28 billion gallons annually if deployed across all U.S. companies. Seeing an opportunity to scale, GEMI and EDF collaborated on the redesign, hosting and co-promotion of the EDF-GEMI WaterMAPP as our joint effort to help organizations reduce water and energy use in buildings.
What does it do?
The EDF-GEMI WaterMAPP includes three complementary tools: The Water Scorecard,The Water Efficiency Calculator, and the Cycles of Concentration Estimator.
The Water Scorecard:
Provides a single and clear metric for quantifying the overall effectiveness of the water management program at a facility
Recognizes where water efficiency efforts have been made
Identifies facilities where greater water efficiency initiatives should be evaluated
The Water Efficiency Calculator:
Uses the input from the Water Scorecard and quantifies the water, sewer, chemical and energy savings associated with improving the cooling systems at a building
Calculations are tailored for each building’s operating characteristics
Utilizes historical weather data to calculate savings associated with free air cooling based on a site’s geographic location
Cycles of Concentration Estimator:
Takes information about your water quality and estimates the recommended maximum Cycles of Concentration (COC)—a key indicator of cooling tower water efficiency—when using chemicals to treat the water.
Helps identify appropriate non-chemical water treatment options to increase the potential COC.
Why was it created?
Water scarcity will continue to have increasing impacts on society and business. How facilities are operated has a substantial influence on the efficient use of water at both a site level and across an enterprise. Cooling towers and water cooled chillers are an extremely efficient method for cooling a building, but they require a great deal of water and chemicals to operate. There is an opportunity to operate these systems more efficiently, or even reduce the hours they run, and save water and money in the process. The WaterMAPP tool was created to identify these opportunities and calculate savings that can be used to help support the business case for making these improvements.
The Water Scorecard Guide offers an overview of the score card concept, calculations used by AT&T in developing their first water scorecard, and provides detailed information about how your organization can develop its own scorecard as well as ideas on how to adapt the WaterMAPP Water Scorecard for your organization.

## Water_Scorecard_Inputs
EDF-GEMI WaterMAPP
Water Scorecard Inputs | Version 1.0 - October 2014
Score Card Data – Building Info | Inputs:
Facility Manager Name: | Joe Manager
Building ID/Name: | Headquarters Tower
Street Address: | 123 Main St.
City: | Detroit
State: | MI
Zip Code: | 48206
Closest City: | Minnesota - Saint Cloud
Building Type: | Admin
Water Stress Region | High
# of Tenants: | 2500
Square Footage: | 20000
Score Card Data – Water Consumption | Inputs:
Enter the last 24 months of water use (gallons):
Month 1 - Newest Month | 2864500
Month 2 | 3105430
Month 3 | 2879300
Month 4 | 3206399
Month 5 | 1903843
Month 6 | 3506256
Month 7 | 2597550
Month 8 | 2077226
Month 9 | 2706062
Month 10 | 2616638
Month 11 | 1605176
Month 12 | 2348757
Month 13 | 3517045
Month 14 | 1685075
Month 15 | 1625039
Month 16 | 2997208
Month 17 | 3533434
Month 18 | 2831520
Month 19 | 3410616
Month 20 | 3123427
Month 21 | 3030947
Month 22 | 3692341
Month 23 | 3255362
Month 24 - Oldest Month | 2945129
Score Card Data – Water Audit & Projects | Inputs:
Have you done a water audit at the building and taken any action as a result? | Yes, audit within last 3 years
Water projects from the audit: | Projects identified and < 50% non-Capital projects implemented
Score Card Data – Inside Water Use | Inputs:
Do you have Faucet Aerators on your sinks? | None
Low-Flow Toilets: | None
Ultra Low-Flow Urinals: | None
Automatic Controls: | None
Score Card Data – Outside Water Use (Landscaping) | Inputs:
Landscape actions to reduce outside water use? | System is checked to ensure no leaks
Score Card Data – Other Opportunities | Inputs:
Do you have water-related goals in your annual performance review? | Yes
Have you asked your water utility about cooling tower sewer credits? | Yes
Have you installed any systems to re-use water (e.g. condensate, gray water, etc.) | Yes
Have you contacted your water utility to investigate possible rebates for efficiency? | Yes
Do you have any examples of Water Efficiency Innovation at your building? | Yes
Score Card Data – Cooling System | Inputs:
Does your building use a cooling tower? | Yes
If Cooling Tower = "Yes", answer remaining questions
What cooling tower water efficiency efforts have you done?: | System design to minimize blowdown (special tech) Or N/A
What are your current average Cycles of Concentration (COC)? | 3
What is your target Cycles of Concentration? Recommended 10 | 10
What cooling tower water efficiency efforts have you done?: | None
Annual Peak Load on Chillers (tons): | 3200
Total Cooling Capacity of Chillers: | 3200
Chiller Efficiency (kW/Ton) | 0.65
Chemicals (lbs) used per 1,000 gal (Kgal) | 5
Water Treatment Cost ($) per Kgal | 0.005
Electricity charge per kWh | 0.0182
Water charge per Kgal | 2.28
Sewage charge per Kgal | 6.87
Sewage credit per kgal | 0
Can you measure water entering tower (Makeup Meter)? | Yes
If Yes, what is the annual Makeup in gallons? | 1000000
Can you measure water being blown down (Bleed Meter)? | Yes
If Yes, what is the annual bleed in gallons? | 250000
Describe the primary water treatment system: | Traditional Water Softeners
Current Annual Water Treatment Costs | 40000
Does the building utilize a Free Air Economizer? | No Air Economizer

## Water_Scorecard_Grading
EDF-GEMI WaterMAPP
Water Scorecard Grading |  |  | Version 1.0 - October 2014
Check your Grade!
Total Score: |  | 80
Your Overall Grade Is: |  | B-
Building Information
Facility Manager Name: |  | Joe Manager
Building ID/Name: |  | Headquarters Tower
Street Address: |  | 123 Main St.
City: |  | Detroit
State: |  | MI
Zip Code: |  | 48206
| Weight | Earned Points | Extended Points
Water Consumption (Last 2 Years): | 10% | 100 | 10
Water Audit | 15% | 100 | 15
Water Projects | 10% | 75 | 7.5
Faucet Aerators | 10% | 0 | 0
Low-Flow Toilets | 3.33% | 60 | 1.998
Ultra Low-Flow Urinals | 3.33% | 60 | 1.998
Automatic Controls | 3.33% | 60 | 1.998
Landscape | 10% | 75 | 7.5
Do you have water-related goals in your annual performance review? | 4% | 100 | 4
Have you asked your water utility about cooling tower sewer credits? | 4% | 100 | 4
Have you installed any systems to re-use water (e.g. condensate, gray water, etc.) | 4% | 100 | 4
Have you contacted your water utility to investigate possible rebates for efficiency? | 4% | 100 | 4
Do you have any examples of Water Efficiency Innovation at your building? | 4% | 100 | 4
Cooling Tower Efforts | 15% | 100 | 15
Scoring Category for Chart | Points | Possible | % Score
Water Consumption | 10 | 10 | 100%
Water Audit | 15 | 15 | 100%
Water Projects | 7.5 | 10 | 75%
Faucets & Fixtures | 5.994 | 20 | 29.97%
Landscape | 7.5 | 10 | 75%
Goals | 4 | 4 | 100%
Sewer Credits | 4 | 4 | 100%
Re-Use | 4 | 4 | 100%
Rebates | 4 | 4 | 100%
Innovation | 4 | 4 | 100%
Cooling Tower Efforts | 15 | 15 | 100%

## Annual_Savings_Potential
EDF-GEMI WaterMAPP
Annual Savings Potential |  | Version 1.0 - October 2014
Savings Potential from Cycles of Concentration
Current Cycles of Concentration: | 3
Target Cycles of Concentration: | 10
Electricity Used By Chiller (kWh/yr) | 0
Blowdown Water (Gals/Yr) | 6738980.2231
Make Up Water (Gals/Yr) | 6738980.2231
Chemicals (lbs/yr) | 33694.9011
Electricity ($/Yr) | 0
Make Up Water ($/Yr) | 15364.8749
Sewer Charges ($/yr) | 46296.7941
Water Treatment ($/yr) | 33694.9011
Total ($/yr) | 95356.5702
Savings Potential from Free Air Cooling
Current Economizer Mode: | No Air Economizer
Target Economizer Mode: | Full Air Economizer
Electricity Used By Chiller (kWh/yr) | 5281640
Blowdown Water (Gals/Yr) | 0
Make Up Water (Gals/Yr) | 10393436.2469
Chemicals (lbs/yr) | 0
Electricity ($/Yr) | 96125.848
Make Up Water ($/Yr) | 23697.0346
Sewer Charges ($/yr) | 71402.907
Water Treatment ($/yr) | 51967.1812
Total ($/yr) | 243192.9709

## Water_Efficiency_Calculator
EDF-GEMI WaterMAPP
Water Efficiency Calculator |  |  | Version 1.0 - October 2014
Inputs from Water_Scorecard_Inputs | Existing
Peak Tons | 3200
Chiller Efficiency (kW/Ton) | 0.65
Chemicals (lbs)/1,000 gal | 5
Water Treatment Cost | 0.005
Average Evaporative Cooling Factor | 0.75
Electricity charge per kWh | 0.0182
Water charge per Kgal | 2.28
Sewage charge per Kgal | 6.87
Existing
EFLH (No Air Economizer) | 4233.65
COC (Existing) | 3
Enhanced
EFLH (Full Air Economizer) | 1694.4
COC (Enhanced) | 10
Model Outputs
COP | 5.4092
Cooling Tower Load (BTUH) | 45499040
Cooling Tower Load / Ton: | 9099808
COC related savings
Model Outputs: Existing vs Enhanced | Existing | Enhanced | Change
Chiller Cooling Ton Hours (annual) | 13547680 | 13547680 | 0
Electricity Used By Chiller (kWh/yr) | 8805992 | 8805992 | 0
Evaporation Water (Gals/Yr) | 17328806.2879 | 17328806.2879 | 0
Blowdown Water (Gals/Yr) | 8664403.1439 | 1925422.9209 | 6738980.2231
Make Up Water (Gals/Yr) | 25993209.4318 | 19254229.2087 | 6738980.2231
Chemicals (lbs/yr) | 43322.0157 | 9627.1146 | 33694.9011
Cost Data
Electricity Used By Chiller ($/yr) | 160269.0544 | 160269.0544 | 0
Make Up Water ($/Yr) | 59264.5175 | 43899.6426 | 15364.8749
Sewer Charges ($/yr) | 178573.3488 | 132276.5547 | 46296.7941
Water Treatment ($/yr) | 129966.0472 | 96271.146 | 33694.9011
Total ($/yr) | 528072.9679 | 432716.3977 | 95356.5702
Free Air Cooling related savings
Model Outputs: Existing vs Enhanced | Existing | Enhanced | Change
Chiller Cooling Ton Hours (annual) | 13547680 | 5422080 | 8125600
Electricity Used By Chiller (kWh/yr) | 8805992 | 3524352 | 5281640
Evaporation Water (Gals/Yr) | 17328806.2879 | 6935370.041 | 10393436.2469
Blowdown Water (Gals/Yr) | 8664403.1439 | 8664403.1439 | 0
Make Up Water (Gals/Yr) | 25993209.4318 | 15599773.185 | 10393436.2469
Chemicals (lbs/yr) | 43322.0157 | 43322.0157 | 0
Cost Data
Electricity Used By Chiller ($/yr) | 160269.0544 | 64143.2064 | 96125.848
Make Up Water ($/Yr) | 59264.5175 | 35567.4829 | 23697.0346
Sewer Charges ($/yr) | 178573.3488 | 107170.4418 | 71402.907
Water Treatment ($/yr) | 129966.0472 | 77998.8659 | 51967.1812
Total ($/yr) | 528072.9679 | 284879.997 | 243192.9709

## COC_Estimator
EDF-GEMI WaterMAPP
Cycles of Concentration Estimator |  | Version 1.0 - October 2014
Water Quality Information
Please enter:
Makeup Water Quality | INPUTS
Calcium hardness of makeup, ppm as CaCO3 | 96
Magnesium hardness of makeup, ppm as CaCO3 | 37
Total (M) alkalinity of makeup, ppm as CaCO3 | 102
Sulfate in the makeup, ppm as SO4 | 104.5
Silica in the makeup, ppm as SiO2 | 14.6
pH of the makeup, std units | 7.1
Conductivity of the makeup, micromhos/cm | 657.5
Calculations:
Cooling Water Quality Estimate | OUTPUTS
Calcium hardness of cooling water, ppm as CaCO3 | 321.7599
Magnesium hardness of cooling water, ppm as CaCO3 | 124.0116
Total (M) alkalinity of cooling water, ppm as CaCO3 | 341.8699
Conductivity of the cooling water, micromhos/cm | 2203.7199
Silica in the cooling water, ppm as SiO2 | 48.9343
Cycle of Concentration (COC) Estimate
Maximum COC based on calcium carbonate | 3.3517
Maximum COC based on calcium sulfate | 11.1625
Maximum COC based on silica | 10.274
Recommended maximum COC | 3.3517
Get these values from your water treatment vendor or municipal water provider report
These are the estimated values in your cooling water based on makeup water quality
These are the limiting factors. The lowest value of these three is the Recommended Maximum COC without using interventions
The Cycles of Concentration (COC) Estimator takes information about your water quality and estimates the recommended maximum COC for the cooling tower—a key indicator of cooling tower water efficiency—when using chemicals to treat the water. The COC Estimator Users Guide provides guidance on using the COC Estimator, including a Decision Tree to identify non-chemical water treatment options that can increase the potential COC.

## Chiller_Load_Data
EDF-GEMI WaterMAPP
Chiller Load Data
Version 1.0 - October 2014
SELECT HOURS OF OPERATION
| 0:00 | 1:00 | 2:00 | 3:00 | 4:00 | 5:00 | 6:00 | 7:00 | 8:00 | 9:00 | 10:00 | 11:00 | 12:00 | 13:00 | 14:00 | 15:00 | 16:00 | 17:00 | 18:00 | 19:00 | 20:00 | 21:00 | 22:00 | 23:00
M-F | TRUE | TRUE | TRUE | TRUE | TRUE | TRUE | TRUE | TRUE | TRUE | TRUE | TRUE | TRUE | TRUE | TRUE | TRUE | TRUE | TRUE | TRUE | TRUE | TRUE | TRUE | TRUE | TRUE | TRUE
Sat | TRUE | TRUE | TRUE | TRUE | TRUE | TRUE | TRUE | TRUE | TRUE | TRUE | TRUE | TRUE | TRUE | TRUE | TRUE | TRUE | TRUE | TRUE | TRUE | TRUE | TRUE | TRUE | TRUE | TRUE
Sun | TRUE | TRUE | TRUE | TRUE | TRUE | TRUE | TRUE | TRUE | TRUE | TRUE | TRUE | TRUE | TRUE | TRUE | TRUE | TRUE | TRUE | TRUE | TRUE | TRUE | TRUE | TRUE | TRUE | TRUE
City: | Minnesota - Saint Cloud
Building Type: | Admin
No Economizer EFLH= | 4233.65 | Based on Scheduled Hours of Operation
Full Economizer EFLH= | 1694.4 | Based on Scheduled Hours of Operation
[8 empty] | No Econ | Full Econ
@SCHEDULED HRS OF OPERATION | [6 empty] | Bin | % Load | % Load
No Economizer | EFLH | [5 empty] | 90+ | 100% | 100%
Weekdays | 3024.0357 | [5 empty] | 85/89 | 95% | 95%
Saturday | 604.8071 | [5 empty] | 80/84 | 90% | 90%
Sunday | 604.8071 | [5 empty] | 75/79 | 85% | 85%
TOTAL | 4233.65 | [5 empty] | 70/74 | 80% | 80%
[7 empty] | 65/69 | 75% | 75%
@SCHEDULED HRS OF OPERATION | [6 empty] | 60/64 | 70% | 70%
Full Economizer | EFLH | [5 empty] | 55/59 | 65% | 35%
Weekdays | 1210.2857 | [5 empty] | 50/54 | 60% | 0%
Saturday | 242.0571 | [5 empty] | 45/49 | 55% | 0%
Sunday | 242.0571 | [5 empty] | 40/44 | 50% | 0%
TOTAL | 1694.4 | [5 empty] | 35/39 | 45% | 0%
[7 empty] | 30/34 | 40% | 0%
[7 empty] | 25/29 | 35% | 0%
[7 empty] | 20/24 | 30% | 0%
[7 empty] | 15/19 | 25% | 0%
[7 empty] | 10/14 | 20% | 0%
TEMPERATURE BIN DATA FOR |  |  |  |  | Minnesota - Saint Cloud | [6 empty] | (24 Hrs/Day)
TIME | 0 | 1 | 2 | 3 | 4 | 5 | 6 | 7 | 8 | 9 | 10 | 11 | 12 | 13 | 14 | 15 | 16 | 17 | 18 | 19 | 20 | 21 | 22 | 23
Jan | 4.3516 | 4.1 | 3.9065 | 3.5484 | 3.5065 | 3.5871 | 3.1387 | 2.6742 | 3.7258 | 6.8065 | 9.871 | 11.6161 | 13.5129 | 13.971 | 14.4323 | 13.9935 | 12.129 | 9.9355 | 8.0968 | 7.0097 | 6.3097 | 5.4903 | 4.9226 | 4.6581
Feb | 9.4857 | 8.9 | 8.2607 | 7.4643 | 6.6714 | 5.8964 | 6.6571 | 7.4 | 8.1786 | 11.4643 | 14.7464 | 18.0429 | 19.4893 | 20.8893 | 22.3571 | 21.2964 | 20.2 | 19.1464 | 17.3 | 15.5214 | 13.725 | 12.6 | 11.4964 | 10.4107
Mar | 20.5452 | 20.0484 | 19.5226 | 19.371 | 19.2161 | 19.0516 | 20.3548 | 21.7129 | 23.0613 | 25.1581 | 27.2323 | 29.3258 | 30.2548 | 31.1677 | 32.1065 | 31.2968 | 30.5097 | 29.7129 | 28.1806 | 26.6645 | 25.1677 | 24.1516 | 23.129 | 22.1387
Apr | 38 | 37.2967 | 36.5667 | 36.1133 | 35.7033 | 35.2567 | 38.3133 | 41.39 | 44.4633 | 46.6333 | 48.77 | 50.94 | 51.6133 | 52.27 | 52.93 | 52.3167 | 51.7333 | 51.1367 | 48.27 | 45.4333 | 42.67 | 41.4367 | 40.2867 | 39.0767
May | 51.3323 | 50.4968 | 49.6258 | 49.5968 | 49.5484 | 49.5032 | 52.5935 | 55.6548 | 58.7323 | 60.7 | 62.6258 | 64.5968 | 65.3032 | 66.0194 | 66.7258 | 65.8581 | 65.0032 | 64.1323 | 61.629 | 59.1161 | 56.6871 | 55.2548 | 53.8032 | 52.3903
Jun | 57.6 | 56.4933 | 55.4467 | 55.9 | 56.3367 | 56.77 | 60.0733 | 63.33 | 66.6167 | 68.1467 | 69.6767 | 71.24 | 72.2533 | 73.2667 | 74.2767 | 73.29 | 72.33 | 71.3433 | 68.91 | 66.5467 | 64.14 | 62.4067 | 60.69 | 58.9767
Jul | 65.1032 | 64.2613 | 61.7129 | 61.7903 | 61.8839 | 61.9581 | 64.5774 | 67.229 | 69.871 | 71.7226 | 73.5581 | 75.4161 | 76.2935 | 77.1935 | 78.0839 | 77.4548 | 76.9065 | 76.2806 | 73.5548 | 70.9 | 68.2161 | 66.8097 | 65.3323 | 63.971
Aug | 60.2258 | 59.3645 | 60.1452 | 59.9677 | 59.8387 | 59.6742 | 62.5903 | 65.4419 | 68.3645 | 70.171 | 71.9387 | 73.7484 | 74.8742 | 75.9355 | 77.0774 | 76.4097 | 75.7129 | 75.0419 | 72.5032 | 70.0161 | 67.5323 | 65.9452 | 64.3452 | 62.771
Sep | 52.7733 | 52.1267 | 51.4867 | 51.2533 | 51.01 | 50.7667 | 53.1233 | 55.41 | 57.7867 | 60.41 | 63.01 | 65.63 | 66.49 | 67.28 | 68.1533 | 66.7967 | 65.46 | 64.11 | 61.5967 | 59.0433 | 56.5433 | 55.43 | 54.31 | 53.2167
Oct | 41.8226 | 40.7097 | 39.6258 | 39.2774 | 38.9613 | 38.5581 | 41.1161 | 43.7548 | 46.4194 | 49.1871 | 51.9935 | 54.771 | 55.9323 | 57.1032 | 58.2581 | 56.229 | 54.2387 | 52.1839 | 50.229 | 48.2968 | 46.3452 | 45.2032 | 44.0935 | 42.9742
Nov | 29.0567 | 28.8567 | 28.63 | 28.3833 | 28.11 | 27.8433 | 28.4533 | 29.12 | 29.7733 | 31.8667 | 33.9433 | 36.0333 | 36.9033 | 37.7733 | 38.6367 | 36.67 | 34.68 | 32.7067 | 31.7767 | 30.92 | 30.0333 | 29.5567 | 29.0667 | 28.5767
Dec | 12.8065 | 12.4032 | 12.2903 | 12.1613 | 12.2387 | 12.3548 | 12.1323 | 12.3419 | 13.2258 | 15.6613 | 17.4871 | 18.6226 | 19.9065 | 20.5452 | 20.4548 | 19.4774 | 17.6323 | 15.8097 | 14.729 | 14.0935 | 13.5645 | 13.0548 | 12.4323 | 12.0484
WEEKDAY TEMPERATURE BIN DATA - SELECTED SCHEDULE
TIME | 0 | 1 | 2 | 3 | 4 | 5 | 6 | 7 | 8 | 9 | 10 | 11 | 12 | 13 | 14 | 15 | 16 | 17 | 18 | 19 | 20 | 21 | 22 | 23
Jan | 4.3516 | 4.1 | 3.9065 | 3.5484 | 3.5065 | 3.5871 | 3.1387 | 2.6742 | 3.7258 | 6.8065 | 9.871 | 11.6161 | 13.5129 | 13.971 | 14.4323 | 13.9935 | 12.129 | 9.9355 | 8.0968 | 7.0097 | 6.3097 | 5.4903 | 4.9226 | 4.6581
Feb | 9.4857 | 8.9 | 8.2607 | 7.4643 | 6.6714 | 5.8964 | 6.6571 | 7.4 | 8.1786 | 11.4643 | 14.7464 | 18.0429 | 19.4893 | 20.8893 | 22.3571 | 21.2964 | 20.2 | 19.1464 | 17.3 | 15.5214 | 13.725 | 12.6 | 11.4964 | 10.4107
Mar | 20.5452 | 20.0484 | 19.5226 | 19.371 | 19.2161 | 19.0516 | 20.3548 | 21.7129 | 23.0613 | 25.1581 | 27.2323 | 29.3258 | 30.2548 | 31.1677 | 32.1065 | 31.2968 | 30.5097 | 29.7129 | 28.1806 | 26.6645 | 25.1677 | 24.1516 | 23.129 | 22.1387
Apr | 38 | 37.2967 | 36.5667 | 36.1133 | 35.7033 | 35.2567 | 38.3133 | 41.39 | 44.4633 | 46.6333 | 48.77 | 50.94 | 51.6133 | 52.27 | 52.93 | 52.3167 | 51.7333 | 51.1367 | 48.27 | 45.4333 | 42.67 | 41.4367 | 40.2867 | 39.0767
May | 51.3323 | 50.4968 | 49.6258 | 49.5968 | 49.5484 | 49.5032 | 52.5935 | 55.6548 | 58.7323 | 60.7 | 62.6258 | 64.5968 | 65.3032 | 66.0194 | 66.7258 | 65.8581 | 65.0032 | 64.1323 | 61.629 | 59.1161 | 56.6871 | 55.2548 | 53.8032 | 52.3903
Jun | 57.6 | 56.4933 | 55.4467 | 55.9 | 56.3367 | 56.77 | 60.0733 | 63.33 | 66.6167 | 68.1467 | 69.6767 | 71.24 | 72.2533 | 73.2667 | 74.2767 | 73.29 | 72.33 | 71.3433 | 68.91 | 66.5467 | 64.14 | 62.4067 | 60.69 | 58.9767
Jul | 65.1032 | 64.2613 | 61.7129 | 61.7903 | 61.8839 | 61.9581 | 64.5774 | 67.229 | 69.871 | 71.7226 | 73.5581 | 75.4161 | 76.2935 | 77.1935 | 78.0839 | 77.4548 | 76.9065 | 76.2806 | 73.5548 | 70.9 | 68.2161 | 66.8097 | 65.3323 | 63.971
Aug | 60.2258 | 59.3645 | 60.1452 | 59.9677 | 59.8387 | 59.6742 | 62.5903 | 65.4419 | 68.3645 | 70.171 | 71.9387 | 73.7484 | 74.8742 | 75.9355 | 77.0774 | 76.4097 | 75.7129 | 75.0419 | 72.5032 | 70.0161 | 67.5323 | 65.9452 | 64.3452 | 62.771
Sep | 52.7733 | 52.1267 | 51.4867 | 51.2533 | 51.01 | 50.7667 | 53.1233 | 55.41 | 57.7867 | 60.41 | 63.01 | 65.63 | 66.49 | 67.28 | 68.1533 | 66.7967 | 65.46 | 64.11 | 61.5967 | 59.0433 | 56.5433 | 55.43 | 54.31 | 53.2167
Oct | 41.8226 | 40.7097 | 39.6258 | 39.2774 | 38.9613 | 38.5581 | 41.1161 | 43.7548 | 46.4194 | 49.1871 | 51.9935 | 54.771 | 55.9323 | 57.1032 | 58.2581 | 56.229 | 54.2387 | 52.1839 | 50.229 | 48.2968 | 46.3452 | 45.2032 | 44.0935 | 42.9742
Nov | 29.0567 | 28.8567 | 28.63 | 28.3833 | 28.11 | 27.8433 | 28.4533 | 29.12 | 29.7733 | 31.8667 | 33.9433 | 36.0333 | 36.9033 | 37.7733 | 38.6367 | 36.67 | 34.68 | 32.7067 | 31.7767 | 30.92 | 30.0333 | 29.5567 | 29.0667 | 28.5767
Dec | 12.8065 | 12.4032 | 12.2903 | 12.1613 | 12.2387 | 12.3548 | 12.1323 | 12.3419 | 13.2258 | 15.6613 | 17.4871 | 18.6226 | 19.9065 | 20.5452 | 20.4548 | 19.4774 | 17.6323 | 15.8097 | 14.729 | 14.0935 | 13.5645 | 13.0548 | 12.4323 | 12.0484
SATURDAY TEMPERATURE BIN DATA - SELECTED SCHEDULE
TIME | 0 | 1 | 2 | 3 | 4 | 5 | 6 | 7 | 8 | 9 | 10 | 11 | 12 | 13 | 14 | 15 | 16 | 17 | 18 | 19 | 20 | 21 | 22 | 23
Jan | 4.3516 | 4.1 | 3.9065 | 3.5484 | 3.5065 | 3.5871 | 3.1387 | 2.6742 | 3.7258 | 6.8065 | 9.871 | 11.6161 | 13.5129 | 13.971 | 14.4323 | 13.9935 | 12.129 | 9.9355 | 8.0968 | 7.0097 | 6.3097 | 5.4903 | 4.9226 | 4.6581
Feb | 9.4857 | 8.9 | 8.2607 | 7.4643 | 6.6714 | 5.8964 | 6.6571 | 7.4 | 8.1786 | 11.4643 | 14.7464 | 18.0429 | 19.4893 | 20.8893 | 22.3571 | 21.2964 | 20.2 | 19.1464 | 17.3 | 15.5214 | 13.725 | 12.6 | 11.4964 | 10.4107
Mar | 20.5452 | 20.0484 | 19.5226 | 19.371 | 19.2161 | 19.0516 | 20.3548 | 21.7129 | 23.0613 | 25.1581 | 27.2323 | 29.3258 | 30.2548 | 31.1677 | 32.1065 | 31.2968 | 30.5097 | 29.7129 | 28.1806 | 26.6645 | 25.1677 | 24.1516 | 23.129 | 22.1387
Apr | 38 | 37.2967 | 36.5667 | 36.1133 | 35.7033 | 35.2567 | 38.3133 | 41.39 | 44.4633 | 46.6333 | 48.77 | 50.94 | 51.6133 | 52.27 | 52.93 | 52.3167 | 51.7333 | 51.1367 | 48.27 | 45.4333 | 42.67 | 41.4367 | 40.2867 | 39.0767
May | 51.3323 | 50.4968 | 49.6258 | 49.5968 | 49.5484 | 49.5032 | 52.5935 | 55.6548 | 58.7323 | 60.7 | 62.6258 | 64.5968 | 65.3032 | 66.0194 | 66.7258 | 65.8581 | 65.0032 | 64.1323 | 61.629 | 59.1161 | 56.6871 | 55.2548 | 53.8032 | 52.3903
Jun | 57.6 | 56.4933 | 55.4467 | 55.9 | 56.3367 | 56.77 | 60.0733 | 63.33 | 66.6167 | 68.1467 | 69.6767 | 71.24 | 72.2533 | 73.2667 | 74.2767 | 73.29 | 72.33 | 71.3433 | 68.91 | 66.5467 | 64.14 | 62.4067 | 60.69 | 58.9767
Jul | 65.1032 | 64.2613 | 61.7129 | 61.7903 | 61.8839 | 61.9581 | 64.5774 | 67.229 | 69.871 | 71.7226 | 73.5581 | 75.4161 | 76.2935 | 77.1935 | 78.0839 | 77.4548 | 76.9065 | 76.2806 | 73.5548 | 70.9 | 68.2161 | 66.8097 | 65.3323 | 63.971
Aug | 60.2258 | 59.3645 | 60.1452 | 59.9677 | 59.8387 | 59.6742 | 62.5903 | 65.4419 | 68.3645 | 70.171 | 71.9387 | 73.7484 | 74.8742 | 75.9355 | 77.0774 | 76.4097 | 75.7129 | 75.0419 | 72.5032 | 70.0161 | 67.5323 | 65.9452 | 64.3452 | 62.771
Sep | 52.7733 | 52.1267 | 51.4867 | 51.2533 | 51.01 | 50.7667 | 53.1233 | 55.41 | 57.7867 | 60.41 | 63.01 | 65.63 | 66.49 | 67.28 | 68.1533 | 66.7967 | 65.46 | 64.11 | 61.5967 | 59.0433 | 56.5433 | 55.43 | 54.31 | 53.2167
Oct | 41.8226 | 40.7097 | 39.6258 | 39.2774 | 38.9613 | 38.5581 | 41.1161 | 43.7548 | 46.4194 | 49.1871 | 51.9935 | 54.771 | 55.9323 | 57.1032 | 58.2581 | 56.229 | 54.2387 | 52.1839 | 50.229 | 48.2968 | 46.3452 | 45.2032 | 44.0935 | 42.9742
Nov | 29.0567 | 28.8567 | 28.63 | 28.3833 | 28.11 | 27.8433 | 28.4533 | 29.12 | 29.7733 | 31.8667 | 33.9433 | 36.0333 | 36.9033 | 37.7733 | 38.6367 | 36.67 | 34.68 | 32.7067 | 31.7767 | 30.92 | 30.0333 | 29.5567 | 29.0667 | 28.5767
Dec | 12.8065 | 12.4032 | 12.2903 | 12.1613 | 12.2387 | 12.3548 | 12.1323 | 12.3419 | 13.2258 | 15.6613 | 17.4871 | 18.6226 | 19.9065 | 20.5452 | 20.4548 | 19.4774 | 17.6323 | 15.8097 | 14.729 | 14.0935 | 13.5645 | 13.0548 | 12.4323 | 12.0484
SUNDAY TEMPERATURE BIN DATA - SELECTED SCHEDULE
TIME | 0 | 1 | 2 | 3 | 4 | 5 | 6 | 7 | 8 | 9 | 10 | 11 | 12 | 13 | 14 | 15 | 16 | 17 | 18 | 19 | 20 | 21 | 22 | 23
Jan | 4.3516 | 4.1 | 3.9065 | 3.5484 | 3.5065 | 3.5871 | 3.1387 | 2.6742 | 3.7258 | 6.8065 | 9.871 | 11.6161 | 13.5129 | 13.971 | 14.4323 | 13.9935 | 12.129 | 9.9355 | 8.0968 | 7.0097 | 6.3097 | 5.4903 | 4.9226 | 4.6581
Feb | 9.4857 | 8.9 | 8.2607 | 7.4643 | 6.6714 | 5.8964 | 6.6571 | 7.4 | 8.1786 | 11.4643 | 14.7464 | 18.0429 | 19.4893 | 20.8893 | 22.3571 | 21.2964 | 20.2 | 19.1464 | 17.3 | 15.5214 | 13.725 | 12.6 | 11.4964 | 10.4107
Mar | 20.5452 | 20.0484 | 19.5226 | 19.371 | 19.2161 | 19.0516 | 20.3548 | 21.7129 | 23.0613 | 25.1581 | 27.2323 | 29.3258 | 30.2548 | 31.1677 | 32.1065 | 31.2968 | 30.5097 | 29.7129 | 28.1806 | 26.6645 | 25.1677 | 24.1516 | 23.129 | 22.1387
Apr | 38 | 37.2967 | 36.5667 | 36.1133 | 35.7033 | 35.2567 | 38.3133 | 41.39 | 44.4633 | 46.6333 | 48.77 | 50.94 | 51.6133 | 52.27 | 52.93 | 52.3167 | 51.7333 | 51.1367 | 48.27 | 45.4333 | 42.67 | 41.4367 | 40.2867 | 39.0767
May | 51.3323 | 50.4968 | 49.6258 | 49.5968 | 49.5484 | 49.5032 | 52.5935 | 55.6548 | 58.7323 | 60.7 | 62.6258 | 64.5968 | 65.3032 | 66.0194 | 66.7258 | 65.8581 | 65.0032 | 64.1323 | 61.629 | 59.1161 | 56.6871 | 55.2548 | 53.8032 | 52.3903
Jun | 57.6 | 56.4933 | 55.4467 | 55.9 | 56.3367 | 56.77 | 60.0733 | 63.33 | 66.6167 | 68.1467 | 69.6767 | 71.24 | 72.2533 | 73.2667 | 74.2767 | 73.29 | 72.33 | 71.3433 | 68.91 | 66.5467 | 64.14 | 62.4067 | 60.69 | 58.9767
Jul | 65.1032 | 64.2613 | 61.7129 | 61.7903 | 61.8839 | 61.9581 | 64.5774 | 67.229 | 69.871 | 71.7226 | 73.5581 | 75.4161 | 76.2935 | 77.1935 | 78.0839 | 77.4548 | 76.9065 | 76.2806 | 73.5548 | 70.9 | 68.2161 | 66.8097 | 65.3323 | 63.971
Aug | 60.2258 | 59.3645 | 60.1452 | 59.9677 | 59.8387 | 59.6742 | 62.5903 | 65.4419 | 68.3645 | 70.171 | 71.9387 | 73.7484 | 74.8742 | 75.9355 | 77.0774 | 76.4097 | 75.7129 | 75.0419 | 72.5032 | 70.0161 | 67.5323 | 65.9452 | 64.3452 | 62.771
Sep | 52.7733 | 52.1267 | 51.4867 | 51.2533 | 51.01 | 50.7667 | 53.1233 | 55.41 | 57.7867 | 60.41 | 63.01 | 65.63 | 66.49 | 67.28 | 68.1533 | 66.7967 | 65.46 | 64.11 | 61.5967 | 59.0433 | 56.5433 | 55.43 | 54.31 | 53.2167
Oct | 41.8226 | 40.7097 | 39.6258 | 39.2774 | 38.9613 | 38.5581 | 41.1161 | 43.7548 | 46.4194 | 49.1871 | 51.9935 | 54.771 | 55.9323 | 57.1032 | 58.2581 | 56.229 | 54.2387 | 52.1839 | 50.229 | 48.2968 | 46.3452 | 45.2032 | 44.0935 | 42.9742
Nov | 29.0567 | 28.8567 | 28.63 | 28.3833 | 28.11 | 27.8433 | 28.4533 | 29.12 | 29.7733 | 31.8667 | 33.9433 | 36.0333 | 36.9033 | 37.7733 | 38.6367 | 36.67 | 34.68 | 32.7067 | 31.7767 | 30.92 | 30.0333 | 29.5567 | 29.0667 | 28.5767
Dec | 12.8065 | 12.4032 | 12.2903 | 12.1613 | 12.2387 | 12.3548 | 12.1323 | 12.3419 | 13.2258 | 15.6613 | 17.4871 | 18.6226 | 19.9065 | 20.5452 | 20.4548 | 19.4774 | 17.6323 | 15.8097 | 14.729 | 14.0935 | 13.5645 | 13.0548 | 12.4323 | 12.0484
TEMPERATURE BIN PROFILE (24 Hrs/Day)
| 0 | 1 | 2 | 3 | 4 | 5 | 6 | 7 | 8 | 9 | 10 | 11 | 12 | 13 | 14 | 15 | 16 | 17 | 18 | 19 | 20 | 21 | 22 | 23
Jan | 0 | 0 | 0 | 0 | 0 | 0 | 0 | 0 | 0 | 0 | 0 | 1 | 1 | 1 | 1 | 1 | 1 | 0 | 0 | 0 | 0 | 0 | 0 | 0
Feb | 0 | 0 | 0 | 0 | 0 | 0 | 0 | 0 | 0 | 1 | 1 | 2 | 2 | 3 | 3 | 3 | 3 | 2 | 2 | 2 | 1 | 1 | 1 | 1
Mar | 3 | 3 | 2 | 2 | 2 | 2 | 3 | 3 | 3 | 4 | 4 | 4 | 5 | 5 | 5 | 5 | 5 | 4 | 4 | 4 | 4 | 3 | 3 | 3
Apr | 6 | 6 | 6 | 6 | 6 | 6 | 6 | 7 | 7 | 8 | 8 | 9 | 9 | 9 | 9 | 9 | 9 | 9 | 8 | 8 | 7 | 7 | 7 | 6
May | 9 | 9 | 8 | 8 | 8 | 8 | 9 | 10 | 10 | 11 | 11 | 11 | 12 | 12 | 12 | 12 | 12 | 11 | 11 | 10 | 10 | 10 | 9 | 9
Jun | 10 | 10 | 10 | 10 | 10 | 10 | 11 | 11 | 12 | 12 | 12 | 13 | 13 | 13 | 13 | 13 | 13 | 13 | 12 | 12 | 11 | 11 | 11 | 10
Jul | 12 | 11 | 11 | 11 | 11 | 11 | 11 | 12 | 12 | 13 | 13 | 14 | 14 | 14 | 14 | 14 | 14 | 14 | 13 | 13 | 12 | 12 | 12 | 11
Aug | 11 | 10 | 11 | 10 | 10 | 10 | 11 | 12 | 12 | 13 | 13 | 13 | 13 | 14 | 14 | 14 | 14 | 14 | 13 | 13 | 12 | 12 | 11 | 11
Sep | 9 | 9 | 9 | 9 | 9 | 9 | 9 | 10 | 10 | 11 | 11 | 12 | 12 | 12 | 12 | 12 | 12 | 11 | 11 | 10 | 10 | 10 | 9 | 9
Oct | 7 | 7 | 6 | 6 | 6 | 6 | 7 | 7 | 8 | 8 | 9 | 9 | 10 | 10 | 10 | 10 | 9 | 9 | 9 | 8 | 8 | 8 | 7 | 7
Nov | 4 | 4 | 4 | 4 | 4 | 4 | 4 | 4 | 4 | 5 | 5 | 6 | 6 | 6 | 6 | 6 | 5 | 5 | 5 | 5 | 5 | 4 | 4 | 4
Dec | 1 | 1 | 1 | 1 | 1 | 1 | 1 | 1 | 1 | 2 | 2 | 2 | 2 | 3 | 3 | 2 | 2 | 2 | 1 | 1 | 1 | 1 | 1 | 1
WEEKDAY TEMPERATURE BIN PROFILE @ Selected Schedule
| 0 | 1 | 2 | 3 | 4 | 5 | 6 | 7 | 8 | 9 | 10 | 11 | 12 | 13 | 14 | 15 | 16 | 17 | 18 | 19 | 20 | 21 | 22 | 23
Jan | 0 | 0 | 0 | 0 | 0 | 0 | 0 | 0 | 0 | 0 | 0 | 1 | 1 | 1 | 1 | 1 | 1 | 0 | 0 | 0 | 0 | 0 | 0 | 0
Feb | 0 | 0 | 0 | 0 | 0 | 0 | 0 | 0 | 0 | 1 | 1 | 2 | 2 | 3 | 3 | 3 | 3 | 2 | 2 | 2 | 1 | 1 | 1 | 1
Mar | 3 | 3 | 2 | 2 | 2 | 2 | 3 | 3 | 3 | 4 | 4 | 4 | 5 | 5 | 5 | 5 | 5 | 4 | 4 | 4 | 4 | 3 | 3 | 3
Apr | 6 | 6 | 6 | 6 | 6 | 6 | 6 | 7 | 7 | 8 | 8 | 9 | 9 | 9 | 9 | 9 | 9 | 9 | 8 | 8 | 7 | 7 | 7 | 6
May | 9 | 9 | 8 | 8 | 8 | 8 | 9 | 10 | 10 | 11 | 11 | 11 | 12 | 12 | 12 | 12 | 12 | 11 | 11 | 10 | 10 | 10 | 9 | 9
Jun | 10 | 10 | 10 | 10 | 10 | 10 | 11 | 11 | 12 | 12 | 12 | 13 | 13 | 13 | 13 | 13 | 13 | 13 | 12 | 12 | 11 | 11 | 11 | 10
Jul | 12 | 11 | 11 | 11 | 11 | 11 | 11 | 12 | 12 | 13 | 13 | 14 | 14 | 14 | 14 | 14 | 14 | 14 | 13 | 13 | 12 | 12 | 12 | 11
Aug | 11 | 10 | 11 | 10 | 10 | 10 | 11 | 12 | 12 | 13 | 13 | 13 | 13 | 14 | 14 | 14 | 14 | 14 | 13 | 13 | 12 | 12 | 11 | 11
Sep | 9 | 9 | 9 | 9 | 9 | 9 | 9 | 10 | 10 | 11 | 11 | 12 | 12 | 12 | 12 | 12 | 12 | 11 | 11 | 10 | 10 | 10 | 9 | 9
Oct | 7 | 7 | 6 | 6 | 6 | 6 | 7 | 7 | 8 | 8 | 9 | 9 | 10 | 10 | 10 | 10 | 9 | 9 | 9 | 8 | 8 | 8 | 7 | 7
Nov | 4 | 4 | 4 | 4 | 4 | 4 | 4 | 4 | 4 | 5 | 5 | 6 | 6 | 6 | 6 | 6 | 5 | 5 | 5 | 5 | 5 | 4 | 4 | 4
Dec | 1 | 1 | 1 | 1 | 1 | 1 | 1 | 1 | 1 | 2 | 2 | 2 | 2 | 3 | 3 | 2 | 2 | 2 | 1 | 1 | 1 | 1 | 1 | 1
SATURDAY TEMPERATURE BIN PROFILE @ Selected Schedule
| 0 | 1 | 2 | 3 | 4 | 5 | 6 | 7 | 8 | 9 | 10 | 11 | 12 | 13 | 14 | 15 | 16 | 17 | 18 | 19 | 20 | 21 | 22 | 23
Jan | 0 | 0 | 0 | 0 | 0 | 0 | 0 | 0 | 0 | 0 | 0 | 1 | 1 | 1 | 1 | 1 | 1 | 0 | 0 | 0 | 0 | 0 | 0 | 0
Feb | 0 | 0 | 0 | 0 | 0 | 0 | 0 | 0 | 0 | 1 | 1 | 2 | 2 | 3 | 3 | 3 | 3 | 2 | 2 | 2 | 1 | 1 | 1 | 1
Mar | 3 | 3 | 2 | 2 | 2 | 2 | 3 | 3 | 3 | 4 | 4 | 4 | 5 | 5 | 5 | 5 | 5 | 4 | 4 | 4 | 4 | 3 | 3 | 3
Apr | 6 | 6 | 6 | 6 | 6 | 6 | 6 | 7 | 7 | 8 | 8 | 9 | 9 | 9 | 9 | 9 | 9 | 9 | 8 | 8 | 7 | 7 | 7 | 6
May | 9 | 9 | 8 | 8 | 8 | 8 | 9 | 10 | 10 | 11 | 11 | 11 | 12 | 12 | 12 | 12 | 12 | 11 | 11 | 10 | 10 | 10 | 9 | 9
Jun | 10 | 10 | 10 | 10 | 10 | 10 | 11 | 11 | 12 | 12 | 12 | 13 | 13 | 13 | 13 | 13 | 13 | 13 | 12 | 12 | 11 | 11 | 11 | 10
Jul | 12 | 11 | 11 | 11 | 11 | 11 | 11 | 12 | 12 | 13 | 13 | 14 | 14 | 14 | 14 | 14 | 14 | 14 | 13 | 13 | 12 | 12 | 12 | 11
Aug | 11 | 10 | 11 | 10 | 10 | 10 | 11 | 12 | 12 | 13 | 13 | 13 | 13 | 14 | 14 | 14 | 14 | 14 | 13 | 13 | 12 | 12 | 11 | 11
Sep | 9 | 9 | 9 | 9 | 9 | 9 | 9 | 10 | 10 | 11 | 11 | 12 | 12 | 12 | 12 | 12 | 12 | 11 | 11 | 10 | 10 | 10 | 9 | 9
Oct | 7 | 7 | 6 | 6 | 6 | 6 | 7 | 7 | 8 | 8 | 9 | 9 | 10 | 10 | 10 | 10 | 9 | 9 | 9 | 8 | 8 | 8 | 7 | 7
Nov | 4 | 4 | 4 | 4 | 4 | 4 | 4 | 4 | 4 | 5 | 5 | 6 | 6 | 6 | 6 | 6 | 5 | 5 | 5 | 5 | 5 | 4 | 4 | 4
Dec | 1 | 1 | 1 | 1 | 1 | 1 | 1 | 1 | 1 | 2 | 2 | 2 | 2 | 3 | 3 | 2 | 2 | 2 | 1 | 1 | 1 | 1 | 1 | 1
SUNDAY TEMPERATURE BIN PROFILE @ Selected Schedule
| 0 | 1 | 2 | 3 | 4 | 5 | 6 | 7 | 8 | 9 | 10 | 11 | 12 | 13 | 14 | 15 | 16 | 17 | 18 | 19 | 20 | 21 | 22 | 23
Jan | 0 | 0 | 0 | 0 | 0 | 0 | 0 | 0 | 0 | 0 | 0 | 1 | 1 | 1 | 1 | 1 | 1 | 0 | 0 | 0 | 0 | 0 | 0 | 0
Feb | 0 | 0 | 0 | 0 | 0 | 0 | 0 | 0 | 0 | 1 | 1 | 2 | 2 | 3 | 3 | 3 | 3 | 2 | 2 | 2 | 1 | 1 | 1 | 1
Mar | 3 | 3 | 2 | 2 | 2 | 2 | 3 | 3 | 3 | 4 | 4 | 4 | 5 | 5 | 5 | 5 | 5 | 4 | 4 | 4 | 4 | 3 | 3 | 3
Apr | 6 | 6 | 6 | 6 | 6 | 6 | 6 | 7 | 7 | 8 | 8 | 9 | 9 | 9 | 9 | 9 | 9 | 9 | 8 | 8 | 7 | 7 | 7 | 6
May | 9 | 9 | 8 | 8 | 8 | 8 | 9 | 10 | 10 | 11 | 11 | 11 | 12 | 12 | 12 | 12 | 12 | 11 | 11 | 10 | 10 | 10 | 9 | 9
Jun | 10 | 10 | 10 | 10 | 10 | 10 | 11 | 11 | 12 | 12 | 12 | 13 | 13 | 13 | 13 | 13 | 13 | 13 | 12 | 12 | 11 | 11 | 11 | 10
Jul | 12 | 11 | 11 | 11 | 11 | 11 | 11 | 12 | 12 | 13 | 13 | 14 | 14 | 14 | 14 | 14 | 14 | 14 | 13 | 13 | 12 | 12 | 12 | 11
Aug | 11 | 10 | 11 | 10 | 10 | 10 | 11 | 12 | 12 | 13 | 13 | 13 | 13 | 14 | 14 | 14 | 14 | 14 | 13 | 13 | 12 | 12 | 11 | 11
Sep | 9 | 9 | 9 | 9 | 9 | 9 | 9 | 10 | 10 | 11 | 11 | 12 | 12 | 12 | 12 | 12 | 12 | 11 | 11 | 10 | 10 | 10 | 9 | 9
Oct | 7 | 7 | 6 | 6 | 6 | 6 | 7 | 7 | 8 | 8 | 9 | 9 | 10 | 10 | 10 | 10 | 9 | 9 | 9 | 8 | 8 | 8 | 7 | 7
Nov | 4 | 4 | 4 | 4 | 4 | 4 | 4 | 4 | 4 | 5 | 5 | 6 | 6 | 6 | 6 | 6 | 5 | 5 | 5 | 5 | 5 | 4 | 4 | 4
Dec | 1 | 1 | 1 | 1 | 1 | 1 | 1 | 1 | 1 | 2 | 2 | 2 | 2 | 3 | 3 | 2 | 2 | 2 | 1 | 1 | 1 | 1 | 1 | 1
EQUIVALENT FULL LOAD HOUR PROJECTION (24 Hours per Day) | [6 empty] | NO ECONOMIZER PROJECTIONS | [10 empty] | EQUIVALENT FULL LOAD HOUR PROJECTION (24 Hours per Day) | [8 empty] | FULL ECONOMIZER PROJECTIONS
| Bin | Hours | % Load | EFLH | Jan | Feb | Mar | Apr | May | Jun | Jul | Aug | Sep | Oct | Nov | Dec |  |  | Bin | Hours | % Load | EFLH | Jan | Feb | Mar | Apr | May | Jul | Aug | Sep | Oct | Nov | Dec
90 | 17 | 0 | 100% | 0 | 0 | 0 | 0 | 0 | 0 | 0 | 0 | 0 | 0 | 0 | 0 | 0 |  | 90 | 17 | 0 | 100% | 0 | 0 | 0 | 0 | 0 | 0 | 0 | 0 | 0 | 0 | 0 | 0
85 | 16 | 0 | 95% | 0 | 0 | 0 | 0 | 0 | 0 | 0 | 0 | 0 | 0 | 0 | 0 | 0 |  | 85 | 16 | 0 | 95% | 0 | 0 | 0 | 0 | 0 | 0 | 0 | 0 | 0 | 0 | 0 | 0
80 | 15 | 0 | 90% | 0 | 0 | 0 | 0 | 0 | 0 | 0 | 0 | 0 | 0 | 0 | 0 | 0 |  | 80 | 15 | 0 | 90% | 0 | 0 | 0 | 0 | 0 | 0 | 0 | 0 | 0 | 0 | 0 | 0
75 | 14 | 372 | 85% | 316.2 | 0 | 0 | 0 | 0 | 0 | 0 | 217 | 155 | 0 | 0 | 0 | 0 |  | 75 | 14 | 372 | 85% | 316.2 | 0 | 0 | 0 | 0 | 0 | 217 | 155 | 0 | 0 | 0 | 0
70 | 13 | 520 | 80% | 416 | 0 | 0 | 0 | 0 | 0 | 210 | 124 | 186 | 0 | 0 | 0 | 0 |  | 70 | 13 | 520 | 80% | 416 | 0 | 0 | 0 | 0 | 0 | 124 | 186 | 0 | 0 | 0 | 0
65 | 12 | 795 | 75% | 596.25 | 0 | 0 | 0 | 0 | 155 | 150 | 186 | 124 | 180 | 0 | 0 | 0 |  | 65 | 12 | 795 | 75% | 596.25 | 0 | 0 | 0 | 0 | 155 | 186 | 124 | 180 | 0 | 0 | 0
60 | 11 | 797 | 70% | 557.9 | 0 | 0 | 0 | 0 | 155 | 150 | 217 | 155 | 120 | 0 | 0 | 0 |  | 60 | 11 | 797 | 70% | 557.9 | 0 | 0 | 0 | 0 | 155 | 217 | 155 | 120 | 0 | 0 | 0
55 | 10 | 763 | 65% | 495.95 | 0 | 0 | 0 | 0 | 155 | 210 | 0 | 124 | 150 | 124 | 0 | 0 |  | 55 | 10 | 763 | 35% | 267.05 | 0 | 0 | 0 | 0 | 155 | 0 | 124 | 150 | 124 | 0 | 0
50 | 9 | 790 | 60% | 474 | 0 | 0 | 0 | 210 | 155 | 0 | 0 | 0 | 270 | 155 | 0 | 0 |  | 50 | 9 | 790 | 0% | 0 | 0 | 0 | 0 | 210 | 155 | 0 | 0 | 270 | 155 | 0 | 0
45 | 8 | 399 | 55% | 219.45 | 0 | 0 | 0 | 120 | 124 | 0 | 0 | 0 | 0 | 155 | 0 | 0 |  | 45 | 8 | 399 | 0% | 0 | 0 | 0 | 0 | 120 | 124 | 0 | 0 | 0 | 155 | 0 | 0
40 | 7 | 336 | 50% | 168 | 0 | 0 | 0 | 150 | 0 | 0 | 0 | 0 | 0 | 186 | 0 | 0 |  | 40 | 7 | 336 | 0% | 0 | 0 | 0 | 0 | 150 | 0 | 0 | 0 | 0 | 186 | 0 | 0
35 | 6 | 514 | 45% | 231.3 | 0 | 0 | 0 | 240 | 0 | 0 | 0 | 0 | 0 | 124 | 150 | 0 |  | 35 | 6 | 514 | 0% | 0 | 0 | 0 | 0 | 240 | 0 | 0 | 0 | 0 | 124 | 150 | 0
30 | 5 | 365 | 40% | 146 | 0 | 0 | 155 | 0 | 0 | 0 | 0 | 0 | 0 | 0 | 210 | 0 |  | 30 | 5 | 365 | 0% | 0 | 0 | 0 | 155 | 0 | 0 | 0 | 0 | 0 | 0 | 210 | 0
25 | 4 | 577 | 35% | 201.95 | 0 | 0 | 217 | 0 | 0 | 0 | 0 | 0 | 0 | 0 | 360 | 0 |  | 25 | 4 | 577 | 0% | 0 | 0 | 0 | 217 | 0 | 0 | 0 | 0 | 0 | 0 | 360 | 0
20 | 3 | 422 | 30% | 126.6 | 0 | 112 | 248 | 0 | 0 | 0 | 0 | 0 | 0 | 0 | 0 | 62 |  | 20 | 3 | 422 | 0% | 0 | 0 | 112 | 248 | 0 | 0 | 0 | 0 | 0 | 0 | 0 | 62
15 | 2 | 481 | 25% | 120.25 | 0 | 140 | 124 | 0 | 0 | 0 | 0 | 0 | 0 | 0 | 0 | 217 |  | 15 | 2 | 481 | 0% | 0 | 0 | 140 | 124 | 0 | 0 | 0 | 0 | 0 | 0 | 0 | 217
10 | 1 | 819 | 20% | 163.8 | 186 | 168 | 0 | 0 | 0 | 0 | 0 | 0 | 0 | 0 | 0 | 465 |  | 10 | 1 | 819 | 0% | 0 | 186 | 168 | 0 | 0 | 0 | 0 | 0 | 0 | 0 | 0 | 465
TOTALS |  | 7950 | NA | 4233.65 | 186 | 420 | 744 | 720 | 744 | 720 | 744 | 744 | 720 | 744 | 720 | 744 |  | TOTALS |  | 7950 | NA | 2153.4 | 186 | 420 | 744 | 720 | 744 | 744 | 744 | 720 | 744 | 720 | 744
WEEKDAY EQUIVALENT FULL LOAD HOUR PROJECTION @ Selected Schedule | [17 empty] | WEEKDAY EQUIVALENT FULL LOAD HOUR PROJECTION @ Selected Schedule
| Bin | Hours | % Load | EFLH | Jan | Feb | Mar | Apr | May | Jun | Jul | Aug | Sep | Oct | Nov | Dec |  |  | Bin | Hours | % Load | EFLH | Jan | Feb | Mar | Apr | May | Jul | Aug | Sep | Oct | Nov | Dec
90 | 17 | 0 | 100% | 0 | 0 | 0 | 0 | 0 | 0 | 0 | 0 | 0 | 0 | 0 | 0 | 0 |  | 90 | 17 | 0 | 100% | 0 | 0 | 0 | 0 | 0 | 0 | 0 | 0 | 0 | 0 | 0 | 0
85 | 16 | 0 | 95% | 0 | 0 | 0 | 0 | 0 | 0 | 0 | 0 | 0 | 0 | 0 | 0 | 0 |  | 85 | 16 | 0 | 95% | 0 | 0 | 0 | 0 | 0 | 0 | 0 | 0 | 0 | 0 | 0 | 0
80 | 15 | 0 | 90% | 0 | 0 | 0 | 0 | 0 | 0 | 0 | 0 | 0 | 0 | 0 | 0 | 0 |  | 80 | 15 | 0 | 90% | 0 | 0 | 0 | 0 | 0 | 0 | 0 | 0 | 0 | 0 | 0 | 0
75 | 14 | 265.7143 | 85% | 225.8571 | 0 | 0 | 0 | 0 | 0 | 0 | 155 | 110.7143 | 0 | 0 | 0 | 0 |  | 75 | 14 | 265.7143 | 85% | 225.8571 | 0 | 0 | 0 | 0 | 0 | 155 | 110.7143 | 0 | 0 | 0 | 0
70 | 13 | 371.4286 | 80% | 297.1429 | 0 | 0 | 0 | 0 | 0 | 150 | 88.5714 | 132.8571 | 0 | 0 | 0 | 0 |  | 70 | 13 | 221.4286 | 80% | 177.1429 | 0 | 0 | 0 | 0 | 0 | 88.5714 | 132.8571 | 0 | 0 | 0 | 0
65 | 12 | 567.8571 | 75% | 425.8929 | 0 | 0 | 0 | 0 | 110.7143 | 107.1429 | 132.8571 | 88.5714 | 128.5714 | 0 | 0 | 0 |  | 65 | 12 | 460.7143 | 75% | 345.5357 | 0 | 0 | 0 | 0 | 110.7143 | 132.8571 | 88.5714 | 128.5714 | 0 | 0 | 0
60 | 11 | 569.2857 | 70% | 398.5 | 0 | 0 | 0 | 0 | 110.7143 | 107.1429 | 155 | 110.7143 | 85.7143 | 0 | 0 | 0 |  | 60 | 11 | 462.1429 | 70% | 323.5 | 0 | 0 | 0 | 0 | 110.7143 | 155 | 110.7143 | 85.7143 | 0 | 0 | 0
55 | 10 | 545 | 65% | 354.25 | 0 | 0 | 0 | 0 | 110.7143 | 150 | 0 | 88.5714 | 107.1429 | 88.5714 | 0 | 0 |  | 55 | 10 | 395 | 35% | 138.25 | 0 | 0 | 0 | 0 | 110.7143 | 0 | 88.5714 | 107.1429 | 88.5714 | 0 | 0
50 | 9 | 564.2857 | 60% | 338.5714 | 0 | 0 | 0 | 150 | 110.7143 | 0 | 0 | 0 | 192.8571 | 110.7143 | 0 | 0 |  | 50 | 9 | 564.2857 | 0% | 0 | 0 | 0 | 0 | 150 | 110.7143 | 0 | 0 | 192.8571 | 110.7143 | 0 | 0
45 | 8 | 285 | 55% | 156.75 | 0 | 0 | 0 | 85.7143 | 88.5714 | 0 | 0 | 0 | 0 | 110.7143 | 0 | 0 |  | 45 | 8 | 285 | 0% | 0 | 0 | 0 | 0 | 85.7143 | 88.5714 | 0 | 0 | 0 | 110.7143 | 0 | 0
40 | 7 | 240 | 50% | 120 | 0 | 0 | 0 | 107.1429 | 0 | 0 | 0 | 0 | 0 | 132.8571 | 0 | 0 |  | 40 | 7 | 240 | 0% | 0 | 0 | 0 | 0 | 107.1429 | 0 | 0 | 0 | 0 | 132.8571 | 0 | 0
35 | 6 | 367.1429 | 45% | 165.2143 | 0 | 0 | 0 | 171.4286 | 0 | 0 | 0 | 0 | 0 | 88.5714 | 107.1429 | 0 |  | 35 | 6 | 367.1429 | 0% | 0 | 0 | 0 | 0 | 171.4286 | 0 | 0 | 0 | 0 | 88.5714 | 107.1429 | 0
30 | 5 | 260.7143 | 40% | 104.2857 | 0 | 0 | 110.7143 | 0 | 0 | 0 | 0 | 0 | 0 | 0 | 150 | 0 |  | 30 | 5 | 260.7143 | 0% | 0 | 0 | 0 | 110.7143 | 0 | 0 | 0 | 0 | 0 | 0 | 150 | 0
25 | 4 | 412.1429 | 35% | 144.25 | 0 | 0 | 155 | 0 | 0 | 0 | 0 | 0 | 0 | 0 | 257.1429 | 0 |  | 25 | 4 | 412.1429 | 0% | 0 | 0 | 0 | 155 | 0 | 0 | 0 | 0 | 0 | 0 | 257.1429 | 0
20 | 3 | 301.4286 | 30% | 90.4286 | 0 | 80 | 177.1429 | 0 | 0 | 0 | 0 | 0 | 0 | 0 | 0 | 44.2857 |  | 20 | 3 | 301.4286 | 0% | 0 | 0 | 80 | 177.1429 | 0 | 0 | 0 | 0 | 0 | 0 | 0 | 44.2857
15 | 2 | 343.5714 | 25% | 85.8929 | 0 | 100 | 88.5714 | 0 | 0 | 0 | 0 | 0 | 0 | 0 | 0 | 155 |  | 15 | 2 | 343.5714 | 0% | 0 | 0 | 100 | 88.5714 | 0 | 0 | 0 | 0 | 0 | 0 | 0 | 155
10 | 1 | 585 | 20% | 117 | 132.8571 | 120 | 0 | 0 | 0 | 0 | 0 | 0 | 0 | 0 | 0 | 332.1429 |  | 10 | 1 | 585 | 0% | 0 | 132.8571 | 120 | 0 | 0 | 0 | 0 | 0 | 0 | 0 | 0 | 332.1429
TOTALS |  | 5678.5714 | NA | 3024.0357 | 132.8571 | 300 | 531.4286 | 514.2857 | 531.4286 | 514.2857 | 531.4286 | 531.4286 | 514.2857 | 531.4286 | 514.2857 | 531.4286 |  | TOTALS |  | 5164.2857 | NA | 1210.2857 | 132.8571 | 300 | 531.4286 | 514.2857 | 531.4286 | 531.4286 | 531.4286 | 514.2857 | 531.4286 | 514.2857 | 531.4286
SATURDAY EQUIVALENT FULL LOAD HOUR PROJECTION @ Selected Schedule | [17 empty] | SATURDAY EQUIVALENT FULL LOAD HOUR PROJECTION @ Selected Schedule
| Bin | Hours | % Load | EFLH | Jan | Feb | Mar | Apr | May | Jun | Jul | Aug | Sep | Oct | Nov | Dec |  |  | Bin | Hours | % Load | EFLH | Jan | Feb | Mar | Apr | May | Jul | Aug | Sep | Oct | Nov | Dec
90 | 17 | 0 | 100% | 0 | 0 | 0 | 0 | 0 | 0 | 0 | 0 | 0 | 0 | 0 | 0 | 0 |  | 90 | 17 | 0 | 100% | 0 | 0 | 0 | 0 | 0 | 0 | 0 | 0 | 0 | 0 | 0 | 0
85 | 16 | 0 | 95% | 0 | 0 | 0 | 0 | 0 | 0 | 0 | 0 | 0 | 0 | 0 | 0 | 0 |  | 85 | 16 | 0 | 95% | 0 | 0 | 0 | 0 | 0 | 0 | 0 | 0 | 0 | 0 | 0 | 0
80 | 15 | 0 | 90% | 0 | 0 | 0 | 0 | 0 | 0 | 0 | 0 | 0 | 0 | 0 | 0 | 0 |  | 80 | 15 | 0 | 90% | 0 | 0 | 0 | 0 | 0 | 0 | 0 | 0 | 0 | 0 | 0 | 0
75 | 14 | 53.1429 | 85% | 45.1714 | 0 | 0 | 0 | 0 | 0 | 0 | 31 | 22.1429 | 0 | 0 | 0 | 0 |  | 75 | 14 | 53.1429 | 85% | 45.1714 | 0 | 0 | 0 | 0 | 0 | 31 | 22.1429 | 0 | 0 | 0 | 0
70 | 13 | 74.2857 | 80% | 59.4286 | 0 | 0 | 0 | 0 | 0 | 30 | 17.7143 | 26.5714 | 0 | 0 | 0 | 0 |  | 70 | 13 | 44.2857 | 80% | 35.4286 | 0 | 0 | 0 | 0 | 0 | 17.7143 | 26.5714 | 0 | 0 | 0 | 0
65 | 12 | 113.5714 | 75% | 85.1786 | 0 | 0 | 0 | 0 | 22.1429 | 21.4286 | 26.5714 | 17.7143 | 25.7143 | 0 | 0 | 0 |  | 65 | 12 | 92.1429 | 75% | 69.1071 | 0 | 0 | 0 | 0 | 22.1429 | 26.5714 | 17.7143 | 25.7143 | 0 | 0 | 0
60 | 11 | 113.8571 | 70% | 79.7 | 0 | 0 | 0 | 0 | 22.1429 | 21.4286 | 31 | 22.1429 | 17.1429 | 0 | 0 | 0 |  | 60 | 11 | 92.4286 | 70% | 64.7 | 0 | 0 | 0 | 0 | 22.1429 | 31 | 22.1429 | 17.1429 | 0 | 0 | 0
55 | 10 | 109 | 65% | 70.85 | 0 | 0 | 0 | 0 | 22.1429 | 30 | 0 | 17.7143 | 21.4286 | 17.7143 | 0 | 0 |  | 55 | 10 | 79 | 35% | 27.65 | 0 | 0 | 0 | 0 | 22.1429 | 0 | 17.7143 | 21.4286 | 17.7143 | 0 | 0
50 | 9 | 112.8571 | 60% | 67.7143 | 0 | 0 | 0 | 30 | 22.1429 | 0 | 0 | 0 | 38.5714 | 22.1429 | 0 | 0 |  | 50 | 9 | 112.8571 | 0% | 0 | 0 | 0 | 0 | 30 | 22.1429 | 0 | 0 | 38.5714 | 22.1429 | 0 | 0
45 | 8 | 57 | 55% | 31.35 | 0 | 0 | 0 | 17.1429 | 17.7143 | 0 | 0 | 0 | 0 | 22.1429 | 0 | 0 |  | 45 | 8 | 57 | 0% | 0 | 0 | 0 | 0 | 17.1429 | 17.7143 | 0 | 0 | 0 | 22.1429 | 0 | 0
40 | 7 | 48 | 50% | 24 | 0 | 0 | 0 | 21.4286 | 0 | 0 | 0 | 0 | 0 | 26.5714 | 0 | 0 |  | 40 | 7 | 48 | 0% | 0 | 0 | 0 | 0 | 21.4286 | 0 | 0 | 0 | 0 | 26.5714 | 0 | 0
35 | 6 | 73.4286 | 45% | 33.0429 | 0 | 0 | 0 | 34.2857 | 0 | 0 | 0 | 0 | 0 | 17.7143 | 21.4286 | 0 |  | 35 | 6 | 73.4286 | 0% | 0 | 0 | 0 | 0 | 34.2857 | 0 | 0 | 0 | 0 | 17.7143 | 21.4286 | 0
30 | 5 | 52.1429 | 40% | 20.8571 | 0 | 0 | 22.1429 | 0 | 0 | 0 | 0 | 0 | 0 | 0 | 30 | 0 |  | 30 | 5 | 52.1429 | 0% | 0 | 0 | 0 | 22.1429 | 0 | 0 | 0 | 0 | 0 | 0 | 30 | 0
25 | 4 | 82.4286 | 35% | 28.85 | 0 | 0 | 31 | 0 | 0 | 0 | 0 | 0 | 0 | 0 | 51.4286 | 0 |  | 25 | 4 | 82.4286 | 0% | 0 | 0 | 0 | 31 | 0 | 0 | 0 | 0 | 0 | 0 | 51.4286 | 0
20 | 3 | 60.2857 | 30% | 18.0857 | 0 | 16 | 35.4286 | 0 | 0 | 0 | 0 | 0 | 0 | 0 | 0 | 8.8571 |  | 20 | 3 | 60.2857 | 0% | 0 | 0 | 16 | 35.4286 | 0 | 0 | 0 | 0 | 0 | 0 | 0 | 8.8571
15 | 2 | 68.7143 | 25% | 17.1786 | 0 | 20 | 17.7143 | 0 | 0 | 0 | 0 | 0 | 0 | 0 | 0 | 31 |  | 15 | 2 | 68.7143 | 0% | 0 | 0 | 20 | 17.7143 | 0 | 0 | 0 | 0 | 0 | 0 | 0 | 31
10 | 1 | 117 | 20% | 23.4 | 26.5714 | 24 | 0 | 0 | 0 | 0 | 0 | 0 | 0 | 0 | 0 | 66.4286 |  | 10 | 1 | 117 | 0% | 0 | 26.5714 | 24 | 0 | 0 | 0 | 0 | 0 | 0 | 0 | 0 | 66.4286
TOTALS |  | 1135.7143 | NA | 604.8071 | 26.5714 | 60 | 106.2857 | 102.8571 | 106.2857 | 102.8571 | 106.2857 | 106.2857 | 102.8571 | 106.2857 | 102.8571 | 106.2857 |  | TOTALS |  | 1032.8571 | NA | 242.0571 | 26.5714 | 60 | 106.2857 | 102.8571 | 106.2857 | 106.2857 | 106.2857 | 102.8571 | 106.2857 | 102.8571 | 106.2857
SUNDAY EQUIVALENT FULL LOAD HOUR PROJECTION @ Selected Schedule | [17 empty] | SUNDAY EQUIVALENT FULL LOAD HOUR PROJECTION @ Selected Schedule
| Bin | Hours | % Load | EFLH | Jan | Feb | Mar | Apr | May | Jun | Jul | Aug | Sep | Oct | Nov | Dec |  |  | Bin | Hours | % Load | EFLH | Jan | Feb | Mar | Apr | May | Jul | Aug | Sep | Oct | Nov | Dec
90 | 17 | 0 | 100% | 0 | 0 | 0 | 0 | 0 | 0 | 0 | 0 | 0 | 0 | 0 | 0 | 0 |  | 90 | 17 | 0 | 100% | 0 | 0 | 0 | 0 | 0 | 0 | 0 | 0 | 0 | 0 | 0 | 0
85 | 16 | 0 | 95% | 0 | 0 | 0 | 0 | 0 | 0 | 0 | 0 | 0 | 0 | 0 | 0 | 0 |  | 85 | 16 | 0 | 95% | 0 | 0 | 0 | 0 | 0 | 0 | 0 | 0 | 0 | 0 | 0 | 0
80 | 15 | 0 | 90% | 0 | 0 | 0 | 0 | 0 | 0 | 0 | 0 | 0 | 0 | 0 | 0 | 0 |  | 80 | 15 | 0 | 90% | 0 | 0 | 0 | 0 | 0 | 0 | 0 | 0 | 0 | 0 | 0 | 0
75 | 14 | 53.1429 | 85% | 45.1714 | 0 | 0 | 0 | 0 | 0 | 0 | 31 | 22.1429 | 0 | 0 | 0 | 0 |  | 75 | 14 | 53.1429 | 85% | 45.1714 | 0 | 0 | 0 | 0 | 0 | 31 | 22.1429 | 0 | 0 | 0 | 0
70 | 13 | 74.2857 | 80% | 59.4286 | 0 | 0 | 0 | 0 | 0 | 30 | 17.7143 | 26.5714 | 0 | 0 | 0 | 0 |  | 70 | 13 | 44.2857 | 80% | 35.4286 | 0 | 0 | 0 | 0 | 0 | 17.7143 | 26.5714 | 0 | 0 | 0 | 0
65 | 12 | 113.5714 | 75% | 85.1786 | 0 | 0 | 0 | 0 | 22.1429 | 21.4286 | 26.5714 | 17.7143 | 25.7143 | 0 | 0 | 0 |  | 65 | 12 | 92.1429 | 75% | 69.1071 | 0 | 0 | 0 | 0 | 22.1429 | 26.5714 | 17.7143 | 25.7143 | 0 | 0 | 0
60 | 11 | 113.8571 | 70% | 79.7 | 0 | 0 | 0 | 0 | 22.1429 | 21.4286 | 31 | 22.1429 | 17.1429 | 0 | 0 | 0 |  | 60 | 11 | 92.4286 | 70% | 64.7 | 0 | 0 | 0 | 0 | 22.1429 | 31 | 22.1429 | 17.1429 | 0 | 0 | 0
55 | 10 | 109 | 65% | 70.85 | 0 | 0 | 0 | 0 | 22.1429 | 30 | 0 | 17.7143 | 21.4286 | 17.7143 | 0 | 0 |  | 55 | 10 | 79 | 35% | 27.65 | 0 | 0 | 0 | 0 | 22.1429 | 0 | 17.7143 | 21.4286 | 17.7143 | 0 | 0
50 | 9 | 112.8571 | 60% | 67.7143 | 0 | 0 | 0 | 30 | 22.1429 | 0 | 0 | 0 | 38.5714 | 22.1429 | 0 | 0 |  | 50 | 9 | 112.8571 | 0% | 0 | 0 | 0 | 0 | 30 | 22.1429 | 0 | 0 | 38.5714 | 22.1429 | 0 | 0
45 | 8 | 57 | 55% | 31.35 | 0 | 0 | 0 | 17.1429 | 17.7143 | 0 | 0 | 0 | 0 | 22.1429 | 0 | 0 |  | 45 | 8 | 57 | 0% | 0 | 0 | 0 | 0 | 17.1429 | 17.7143 | 0 | 0 | 0 | 22.1429 | 0 | 0
40 | 7 | 48 | 50% | 24 | 0 | 0 | 0 | 21.4286 | 0 | 0 | 0 | 0 | 0 | 26.5714 | 0 | 0 |  | 40 | 7 | 48 | 0% | 0 | 0 | 0 | 0 | 21.4286 | 0 | 0 | 0 | 0 | 26.5714 | 0 | 0
35 | 6 | 73.4286 | 45% | 33.0429 | 0 | 0 | 0 | 34.2857 | 0 | 0 | 0 | 0 | 0 | 17.7143 | 21.4286 | 0 |  | 35 | 6 | 73.4286 | 0% | 0 | 0 | 0 | 0 | 34.2857 | 0 | 0 | 0 | 0 | 17.7143 | 21.4286 | 0
30 | 5 | 52.1429 | 40% | 20.8571 | 0 | 0 | 22.1429 | 0 | 0 | 0 | 0 | 0 | 0 | 0 | 30 | 0 |  | 30 | 5 | 52.1429 | 0% | 0 | 0 | 0 | 22.1429 | 0 | 0 | 0 | 0 | 0 | 0 | 30 | 0
25 | 4 | 82.4286 | 35% | 28.85 | 0 | 0 | 31 | 0 | 0 | 0 | 0 | 0 | 0 | 0 | 51.4286 | 0 |  | 25 | 4 | 82.4286 | 0% | 0 | 0 | 0 | 31 | 0 | 0 | 0 | 0 | 0 | 0 | 51.4286 | 0
20 | 3 | 60.2857 | 30% | 18.0857 | 0 | 16 | 35.4286 | 0 | 0 | 0 | 0 | 0 | 0 | 0 | 0 | 8.8571 |  | 20 | 3 | 60.2857 | 0% | 0 | 0 | 16 | 35.4286 | 0 | 0 | 0 | 0 | 0 | 0 | 0 | 8.8571
15 | 2 | 68.7143 | 25% | 17.1786 | 0 | 20 | 17.7143 | 0 | 0 | 0 | 0 | 0 | 0 | 0 | 0 | 31 |  | 15 | 2 | 68.7143 | 0% | 0 | 0 | 20 | 17.7143 | 0 | 0 | 0 | 0 | 0 | 0 | 0 | 31
10 | 1 | 117 | 20% | 23.4 | 26.5714 | 24 | 0 | 0 | 0 | 0 | 0 | 0 | 0 | 0 | 0 | 66.4286 |  | 10 | 1 | 117 | 0% | 0 | 26.5714 | 24 | 0 | 0 | 0 | 0 | 0 | 0 | 0 | 0 | 66.4286
TOTALS |  | 1135.7143 | NA | 604.8071 | 26.5714 | 60 | 106.2857 | 102.8571 | 106.2857 | 102.8571 | 106.2857 | 106.2857 | 102.8571 | 106.2857 | 102.8571 | 106.2857 |  | TOTALS |  | 1032.8571 | NA | 242.0571 | 26.5714 | 60 | 106.2857 | 102.8571 | 106.2857 | 106.2857 | 106.2857 | 102.8571 | 106.2857 | 102.8571 | 106.2857
Annual Hours of Operation | [17 empty] | Annual Hours of Operation
| Bin | Hours | % Load | EFLH | Jan | Feb | Mar | Apr | May | Jun | Jul | Aug | Sep | Oct | Nov | Dec |  |  | Bin | Hours | % Load | EFLH | Jan | Feb | Mar | Apr | May | Jul | Aug | Sep | Oct | Nov | Dec
90 | 17 | 0 | 100% | 0 | 0 | 0 | 0 | 0 | 0 | 0 | 0 | 0 | 0 | 0 | 0 | 0 |  | 90 | 17 | 0 | 100% | 0 | 0 | 0 | 0 | 0 | 0 | 0 | 0 | 0 | 0 | 0 | 0
85 | 16 | 0 | 95% | 0 | 0 | 0 | 0 | 0 | 0 | 0 | 0 | 0 | 0 | 0 | 0 | 0 |  | 85 | 16 | 0 | 95% | 0 | 0 | 0 | 0 | 0 | 0 | 0 | 0 | 0 | 0 | 0 | 0
80 | 15 | 0 | 90% | 0 | 0 | 0 | 0 | 0 | 0 | 0 | 0 | 0 | 0 | 0 | 0 | 0 |  | 80 | 15 | 0 | 90% | 0 | 0 | 0 | 0 | 0 | 0 | 0 | 0 | 0 | 0 | 0 | 0
75 | 14 | 372 | 85% | 316.2 | 0 | 0 | 0 | 0 | 0 | 0 | 217 | 155 | 0 | 0 | 0 | 0 |  | 75 | 14 | 372 | 85% | 316.2 | 0 | 0 | 0 | 0 | 0 | 217 | 155 | 0 | 0 | 0 | 0
70 | 13 | 520 | 80% | 416 | 0 | 0 | 0 | 0 | 0 | 210 | 124 | 186 | 0 | 0 | 0 | 0 |  | 70 | 13 | 310 | 80% | 248 | 0 | 0 | 0 | 0 | 0 | 124 | 186 | 0 | 0 | 0 | 0
65 | 12 | 795 | 75% | 596.25 | 0 | 0 | 0 | 0 | 155 | 150 | 186 | 124 | 180 | 0 | 0 | 0 |  | 65 | 12 | 645 | 75% | 483.75 | 0 | 0 | 0 | 0 | 155 | 186 | 124 | 180 | 0 | 0 | 0
60 | 11 | 797 | 70% | 557.9 | 0 | 0 | 0 | 0 | 155 | 150 | 217 | 155 | 120 | 0 | 0 | 0 |  | 60 | 11 | 647 | 70% | 452.9 | 0 | 0 | 0 | 0 | 155 | 217 | 155 | 120 | 0 | 0 | 0
55 | 10 | 763 | 65% | 495.95 | 0 | 0 | 0 | 0 | 155 | 210 | 0 | 124 | 150 | 124 | 0 | 0 |  | 55 | 10 | 553 | 35% | 193.55 | 0 | 0 | 0 | 0 | 155 | 0 | 124 | 150 | 124 | 0 | 0
50 | 9 | 790 | 60% | 474 | 0 | 0 | 0 | 210 | 155 | 0 | 0 | 0 | 270 | 155 | 0 | 0 |  | 50 | 9 | 790 | 0% | 0 | 0 | 0 | 0 | 210 | 155 | 0 | 0 | 270 | 155 | 0 | 0
45 | 8 | 399 | 55% | 219.45 | 0 | 0 | 0 | 120 | 124 | 0 | 0 | 0 | 0 | 155 | 0 | 0 |  | 45 | 8 | 399 | 0% | 0 | 0 | 0 | 0 | 120 | 124 | 0 | 0 | 0 | 155 | 0 | 0
40 | 7 | 336 | 50% | 168 | 0 | 0 | 0 | 150 | 0 | 0 | 0 | 0 | 0 | 186 | 0 | 0 |  | 40 | 7 | 336 | 0% | 0 | 0 | 0 | 0 | 150 | 0 | 0 | 0 | 0 | 186 | 0 | 0
35 | 6 | 514 | 45% | 231.3 | 0 | 0 | 0 | 240 | 0 | 0 | 0 | 0 | 0 | 124 | 150 | 0 |  | 35 | 6 | 514 | 0% | 0 | 0 | 0 | 0 | 240 | 0 | 0 | 0 | 0 | 124 | 150 | 0
30 | 5 | 365 | 40% | 146 | 0 | 0 | 155 | 0 | 0 | 0 | 0 | 0 | 0 | 0 | 210 | 0 |  | 30 | 5 | 365 | 0% | 0 | 0 | 0 | 155 | 0 | 0 | 0 | 0 | 0 | 0 | 210 | 0
25 | 4 | 577 | 35% | 201.95 | 0 | 0 | 217 | 0 | 0 | 0 | 0 | 0 | 0 | 0 | 360 | 0 |  | 25 | 4 | 577 | 0% | 0 | 0 | 0 | 217 | 0 | 0 | 0 | 0 | 0 | 0 | 360 | 0
20 | 3 | 422 | 30% | 126.6 | 0 | 112 | 248 | 0 | 0 | 0 | 0 | 0 | 0 | 0 | 0 | 62 |  | 20 | 3 | 422 | 0% | 0 | 0 | 112 | 248 | 0 | 0 | 0 | 0 | 0 | 0 | 0 | 62
15 | 2 | 481 | 25% | 120.25 | 0 | 140 | 124 | 0 | 0 | 0 | 0 | 0 | 0 | 0 | 0 | 217 |  | 15 | 2 | 481 | 0% | 0 | 0 | 140 | 124 | 0 | 0 | 0 | 0 | 0 | 0 | 0 | 217
10 | 1 | 819 | 20% | 163.8 | 186 | 168 | 0 | 0 | 0 | 0 | 0 | 0 | 0 | 0 | 0 | 465 |  | 10 | 1 | 819 | 0% | 0 | 186 | 168 | 0 | 0 | 0 | 0 | 0 | 0 | 0 | 0 | 465
TOTALS |  | 7950 | NA | 4233.65 | 186 | 420 | 744 | 720 | 744 | 720 | 744 | 744 | 720 | 744 | 720 | 744 |  | TOTALS |  | 7230 | NA | 1694.4 | 186 | 420 | 744 | 720 | 744 | 744 | 744 | 720 | 744 | 720 | 744
Select building hours of operation

## Terms and Definitions
EDF-GEMI WaterMAPP
Terms and Definitions | Version 1.0 - October 2014
Term | Definition
Cooling Ton Hours | Cooling Ton Hours capture heat removed from a building over time, similar to kilowatt-hours. Cooling ton hours will reflect changes to cooling load from the weather, season as well as significant changes to equipment, “skin load” (i.e., changes in the number of people), or changes to the building.
Peak Tons | Cooling tons provided by the chiller on the “hottest hour of the hottest day of the year” for a site. This IS NOT the same as capacity since sites are designed to have additional back up capacity in case one of the chillers breaks down. Peak tons is not static for a site, but can change in response to major changes to the building, i.e., equipment changes.
Coefficient of Performance (COP) | Coefficient of Performance (COP) is the basic parameter used to report efficiency of refrigerant based systems. COP is defined as the ratio of of heat removal to energy input to the compressor. With the COP of the chiller(s), we can calculate energy used if we know cooling ton hours based on the formula kW/ton=3.516/COP.
Equivalent Full Load Hours (EFLH) | Equivalent Full Load Hours (EFLH)/year- The EFLH is the number of hours that the chiller(s) have to run at Full Load (or Peak Tons) over the course of a year to provide sufficient cooling to a building. The EFLH is calculated using site-specific National Oceanic and Atmospheric Administration (NOAA) weather data and a “cooling profile” for a site that takes into consideration the type of site (data center versus office building) and the potential impact of free air cooling (from air-side and water-side economizers).
Free-air cooling | Use cooler outside air to reduce the need to run the chiller to deliver to the building. Since running the chiller uses energy and water, reducing the need to run the chiller can drive significant savings.
Cooling Tower | Cooling towers reject waste heat to the atmosphere by evaporative and sensible heat transfer.
Chiller | Chillers are machine used to remove heat from buildings.
Cycles of Concentration | The concentration ratio between the makeup and the blowdown. Cycles of concentration (COC) is the primary indicator of cooling tower efficiency, with regard to water conservation.
Blowdown | Blowdown (or bleed) is the "concentrated" (with mineral salts and other solids) cooling water discharged to the sewer.
Make Up Water | The water that needs to be added back to the cooling tower water loop to replace water lost through evaporative cooling and “blowdown” the sewer.
Evaporative Cooling | Evaporative cooling is the same cooling process your body uses, i.e., as the perspiration on evaporates, it pulls heat away from your body.
Air Economizer | An air-side economizer brings outside air into a building and distributes it through the centrail air handling system. Equipment that enables Free Air Cooling
Traditional Chemistry | A typical water treatment program that adds chemicals to the cooling water in order to inhibit scale, corrosion and microbiological growth
Water Softener | Equipment that removes calcium, magnesium and certain other metal cations in hard water. The presence of these metal ions can lead to fouling from scale buildup
Sewer Credit | Some municipal water providers will charge for the supply of water but also add a sewer charge for the same volume of water supplied, assuming that the water is discharged through the sewer. Since cooling towers evaporate most of the water supplied, a credit is sometimes applied for the water evaporated.

## 6.EFLH_City_Data
City | Month | Sort | BinDataLookup | 0 | 1 | 2 | 3 | 4 | 5 | 6 | 7 | 8 | 9 | 10 | 11 | 12 | 13 | 14 | 15 | 16 | 17 | 18 | 19 | 20 | 21 | 22 | 23
Alabama - Birmingham | Jan | A | Alabama - Birmingham-Jan | 39.229 | 38.9581 | 38.4032 | 38.0581 | 37.6871 | 37.2548 | 37.1258 | 38.4871 | 42.0935 | 44.7129 | 46.9968 | 49.1968 | 51.1742 | 51.929 | 52.2323 | 51.3065 | 49.2194 | 46.4839 | 44.7129 | 43.0194 | 42.1935 | 41.229 | 40.8742 | 40.0839
Alabama - Birmingham | Feb | B | Alabama - Birmingham-Feb | 42.6571 | 42.2893 | 41.9286 | 41.575 | 41.2679 | 40.9179 | 42.2357 | 43.6321 | 44.975 | 47.075 | 49.2 | 51.3143 | 52.225 | 53.075 | 53.9821 | 52.5036 | 51.025 | 49.5679 | 47.9429 | 46.3357 | 44.8071 | 44.3821 | 43.9607 | 43.4964
Alabama - Birmingham | Mar | C | Alabama - Birmingham-Mar | 49.3968 | 49 | 47.9161 | 47.0484 | 46.9129 | 46.8194 | 48.5065 | 52.0452 | 55.171 | 58.1645 | 60.8097 | 62.5677 | 64.5871 | 66.0161 | 66.3613 | 65.829 | 64.5161 | 61.671 | 58.0065 | 55.471 | 53.471 | 52.4935 | 51.4194 | 50.4258
Alabama - Birmingham | Apr | D | Alabama - Birmingham-Apr | 56.49 | 55.8533 | 55.1767 | 54.9133 | 54.6433 | 54.3833 | 57.52 | 60.71 | 63.9067 | 66.2133 | 68.5667 | 70.88 | 71.74 | 72.59 | 73.4367 | 71.8667 | 70.2833 | 68.7133 | 66.0867 | 63.5 | 60.9767 | 59.73 | 58.5 | 57.28
Alabama - Birmingham | May | E | Alabama - Birmingham-May | 62.4677 | 61.7968 | 60.9097 | 60.5387 | 60.529 | 62.2452 | 65.8774 | 68.7129 | 71.4742 | 74.1032 | 76.0516 | 77.3032 | 78.3935 | 79.2581 | 79.171 | 78.9 | 77.4258 | 75.4452 | 71.1613 | 67.871 | 66.4516 | 65.2871 | 64.1097 | 62.9935
Alabama - Birmingham | Jun | F | Alabama - Birmingham-Jun | 69.2933 | 68.38 | 67.42 | 68.31 | 69.1967 | 70.12 | 73.0033 | 75.9267 | 78.8333 | 80.38 | 82.0033 | 83.5633 | 83.34 | 83.06 | 82.83 | 81.6467 | 80.54 | 79.36 | 76.9667 | 74.5467 | 72.17 | 71.5433 | 70.94 | 70.3233
Alabama - Birmingham | Jul | G | Alabama - Birmingham-Jul | 73.0161 | 72.3032 | 69.1935 | 69.3645 | 69.4742 | 69.6355 | 73.3516 | 77.1516 | 80.8968 | 82.5935 | 84.3355 | 86.0258 | 86.0871 | 86.0968 | 86.1581 | 84.8935 | 83.6387 | 82.371 | 79.7806 | 77.2355 | 74.7 | 73.6355 | 72.5903 | 71.5452
Alabama - Birmingham | Aug | H | Alabama - Birmingham-Aug | 68.2903 | 67.6226 | 69.1935 | 69.0677 | 68.9581 | 68.8548 | 72.2548 | 75.6 | 78.9871 | 80.9323 | 82.8645 | 84.8065 | 85.2419 | 85.6032 | 86.0387 | 84.5032 | 82.9677 | 81.4161 | 78.9032 | 76.4097 | 73.9226 | 73.0839 | 72.2452 | 71.4161
Alabama - Birmingham | Sep | I | Alabama - Birmingham-Sep | 68.4467 | 67.6967 | 67.0167 | 66.7367 | 66.4567 | 66.1467 | 68.4667 | 71.8367 | 75.2033 | 77.97 | 80.36 | 81.7733 | 82.7833 | 83.2133 | 83.0867 | 82.51 | 81.0867 | 78.17 | 74.95 | 73.1633 | 71.9467 | 70.6367 | 69.98 | 69.09
Alabama - Birmingham | Oct | J | Alabama - Birmingham-Oct | 54.0387 | 53.3645 | 53.0387 | 53.1935 | 52.6194 | 51.8871 | 55.4032 | 60.829 | 64.429 | 66.7548 | 68.9323 | 70.5871 | 72.0935 | 72.9387 | 72.8323 | 71.3226 | 67.6097 | 60.7968 | 58.2613 | 57.1161 | 55.9613 | 55.2419 | 54.1387 | 53.671
Alabama - Birmingham | Nov | K | Alabama - Birmingham-Nov | 48.2333 | 47.7267 | 47.2133 | 47.2233 | 47.2167 | 47.2067 | 50.2467 | 53.3 | 56.34 | 58.5433 | 60.6933 | 62.89 | 63.6767 | 64.4433 | 65.2367 | 61.8733 | 58.52 | 55.1767 | 54.0533 | 52.9533 | 51.8867 | 50.7833 | 49.6867 | 48.5967
Alabama - Birmingham | Dec | L | Alabama - Birmingham-Dec | 39.9774 | 39.4484 | 39.0613 | 38.6129 | 38.3129 | 37.8839 | 37.2774 | 39.0839 | 41.7258 | 44.0677 | 46.0484 | 47.9742 | 49.5387 | 49.7968 | 50.1194 | 49.0323 | 46.0226 | 44.1258 | 42.7516 | 42.3129 | 41.5839 | 41.0323 | 40.8226 | 40.3194
Alabama - Huntsville | Jan | A | Alabama - Huntsville-Jan | 32.7097 | 32.1677 | 31.7935 | 31.3097 | 31.0387 | 30.6129 | 30.2355 | 30.9452 | 33.1581 | 35.7065 | 37.6774 | 39.2258 | 40.6871 | 41.6742 | 42.2839 | 42.3065 | 40.4677 | 38.2613 | 36.9065 | 35.4935 | 34.6935 | 34.3903 | 33.8968 | 33.7419
Alabama - Huntsville | Feb | B | Alabama - Huntsville-Feb | 38.5679 | 38.1036 | 37.5786 | 37.125 | 36.6857 | 36.2429 | 38.2714 | 40.2464 | 42.2821 | 44.4536 | 46.6643 | 48.825 | 49.8286 | 50.8107 | 51.8143 | 50.4179 | 49.0179 | 47.6143 | 45.9214 | 44.2607 | 42.5964 | 41.625 | 40.7036 | 39.75
Alabama - Huntsville | Mar | C | Alabama - Huntsville-Mar | 47.7839 | 47.0774 | 46.7 | 46.0484 | 45.5 | 45.0581 | 46.2677 | 49.2839 | 52.3452 | 54.7645 | 56.9935 | 58.6613 | 60.0323 | 60.7097 | 60.8677 | 60.4806 | 58.7258 | 56.2935 | 53.729 | 52.4032 | 50.9806 | 49.7677 | 49.3355 | 48.5774
Alabama - Huntsville | Apr | D | Alabama - Huntsville-Apr | 53.4667 | 52.7933 | 52.4667 | 51.99 | 51.3667 | 51.2467 | 54.5367 | 57.9667 | 60.88 | 63.42 | 64.97 | 66.55 | 68.1067 | 68.29 | 68.45 | 68.2067 | 67.23 | 64.93 | 62.08 | 60.04 | 58.41 | 56.9267 | 55.8867 | 54.8933
Alabama - Huntsville | May | E | Alabama - Huntsville-May | 62.5548 | 61.9871 | 61.4032 | 61.4935 | 61.571 | 61.6516 | 64.6903 | 67.6677 | 70.6839 | 72.2935 | 73.9129 | 75.5194 | 75.8935 | 76.2645 | 76.6355 | 75.6226 | 74.629 | 73.6226 | 71.171 | 68.7 | 66.3097 | 65.1581 | 64.0065 | 62.9065
Alabama - Huntsville | Jun | F | Alabama - Huntsville-Jun | 70.22 | 69.71 | 69.1567 | 69.9933 | 70.7867 | 71.6233 | 74.4533 | 77.2233 | 80.0133 | 81.6533 | 83.28 | 84.9267 | 85.4367 | 85.9033 | 86.41 | 84.8433 | 83.2967 | 81.73 | 79.33 | 76.95 | 74.5667 | 73.4567 | 72.3567 | 71.27
Alabama - Huntsville | Jul | G | Alabama - Huntsville-Jul | 74.1387 | 73.5032 | 70.5129 | 70.2516 | 70.0258 | 71.5355 | 74.5516 | 78.0032 | 81.2194 | 83.1806 | 85.8742 | 86.6903 | 87.6323 | 87.071 | 87.1903 | 86.3226 | 85.4161 | 83.1323 | 79.7323 | 77.7806 | 76.3968 | 74.8839 | 73.7839 | 72.6452
Alabama - Huntsville | Aug | H | Alabama - Huntsville-Aug | 68.1129 | 67.6742 | 69.5742 | 69.3 | 68.971 | 69.8774 | 72.5258 | 76.1355 | 78.7065 | 81.0355 | 82.7839 | 84.2742 | 84.9903 | 85.4452 | 85.5194 | 83.9839 | 82.4871 | 80.1613 | 77.1774 | 74.8935 | 73.6161 | 72.4871 | 71.6548 | 70.9419
Alabama - Huntsville | Sep | I | Alabama - Huntsville-Sep | 64.44 | 63.82 | 63.1233 | 62.8733 | 62.65 | 62.41 | 65.6033 | 68.85 | 72.0567 | 74.37 | 76.6333 | 78.9333 | 79.6667 | 80.4033 | 81.12 | 79.0267 | 76.93 | 74.8233 | 72.5833 | 70.37 | 68.2233 | 67.05 | 65.9267 | 64.7967
Alabama - Huntsville | Oct | J | Alabama - Huntsville-Oct | 53.6226 | 52.871 | 52.0677 | 51.2645 | 50.471 | 49.6484 | 53.071 | 56.5613 | 60.0065 | 63.1129 | 66.1516 | 69.2645 | 70.0839 | 70.8613 | 71.6806 | 68.9548 | 66.2419 | 63.5161 | 61.3484 | 59.1871 | 57.0806 | 56.1548 | 55.2129 | 54.3
Alabama - Huntsville | Nov | K | Alabama - Huntsville-Nov | 46.7867 | 45.9867 | 45.3533 | 45.3 | 45.1233 | 44.82 | 45.0467 | 48.2767 | 51.53 | 54.4533 | 56.82 | 59.2567 | 60.41 | 61.1733 | 61.2033 | 60.0067 | 56.48 | 54.3367 | 51.9833 | 50.3467 | 49.1367 | 48.0433 | 47.3667 | 46.6967
Alabama - Huntsville | Dec | L | Alabama - Huntsville-Dec | 38.1032 | 37.6484 | 36.9032 | 36.9677 | 36.3677 | 35.8839 | 35.9194 | 37.1645 | 39.3097 | 41.3516 | 43.0903 | 44.5645 | 45.5129 | 45.9968 | 46.1355 | 45.1935 | 42.6677 | 41.2 | 40.4903 | 39.8548 | 39.2806 | 38.929 | 38.3774 | 38.0032
Alabama - Mobile | Jan | A | Alabama - Mobile-Jan | 45.1419 | 44.6871 | 44.2419 | 43.9065 | 43.6097 | 43.2742 | 45.0161 | 46.7742 | 48.5129 | 50.9032 | 53.3129 | 55.7194 | 56.6742 | 57.6032 | 58.5581 | 56.5419 | 54.5226 | 52.5161 | 51.0968 | 49.6935 | 48.3065 | 47.4968 | 46.6774 | 45.8677
Alabama - Mobile | Feb | B | Alabama - Mobile-Feb | 48.0714 | 47.4357 | 46.7786 | 46.225 | 45.65 | 45.1321 | 46.825 | 48.4893 | 50.1929 | 52.9 | 55.5964 | 58.3214 | 59.0607 | 59.825 | 60.5714 | 58.6643 | 56.7821 | 54.8679 | 53.3 | 51.7607 | 50.25 | 49.6643 | 49.1143 | 48.5464
Alabama - Mobile | Mar | C | Alabama - Mobile-Mar | 57.9516 | 57.1032 | 56.4323 | 56.0323 | 55.6935 | 55.2484 | 57.0194 | 60.3258 | 63.6742 | 66.9935 | 69.1516 | 70.9065 | 72.0613 | 72.6871 | 72.6387 | 71.7065 | 69.7774 | 66.7 | 63.2355 | 61.4387 | 60.2806 | 59.3774 | 58.9 | 58.3161
Alabama - Mobile | Apr | D | Alabama - Mobile-Apr | 59.7933 | 58.9667 | 58.4167 | 57.92 | 57.4467 | 57.36 | 59.8933 | 62.9567 | 66.31 | 68.08 | 69.8933 | 71.4133 | 72.79 | 73.4067 | 73.56 | 73.1967 | 71.4233 | 69.1267 | 65.88 | 64.3567 | 63.1267 | 62.3033 | 61.83 | 61.12
Alabama - Mobile | May | E | Alabama - Mobile-May | 68.0129 | 67.4677 | 66.8355 | 66.8516 | 66.8903 | 66.9387 | 70.4097 | 73.8935 | 77.3742 | 78.9548 | 80.5742 | 82.1742 | 82.1806 | 82.1839 | 82.171 | 80.7452 | 79.2839 | 77.8484 | 75.7387 | 73.6613 | 71.5645 | 70.6032 | 69.6935 | 68.7258
Alabama - Mobile | Jun | F | Alabama - Mobile-Jun | 74.3233 | 73.9333 | 73.5967 | 73.0367 | 72.88 | 73.6167 | 76.9067 | 79.9867 | 82.35 | 83.99 | 85.07 | 85.96 | 86.36 | 86.2833 | 85.96 | 85.04 | 83.69 | 81.9267 | 79.4633 | 77.6167 | 76.6467 | 76.02 | 75.3933 | 74.8367
Alabama - Mobile | Jul | G | Alabama - Mobile-Jul | 78.3935 | 78.1226 | 75.3968 | 75.0484 | 74.6516 | 75.3903 | 78.4452 | 81.5065 | 83.5194 | 85.2387 | 86.9613 | 87.729 | 87.4484 | 86.729 | 86.0645 | 85.2161 | 84.1742 | 81.8129 | 80.0774 | 78.7323 | 78.029 | 77.3774 | 76.7742 | 76.4484
Alabama - Mobile | Aug | H | Alabama - Mobile-Aug | 73.2581 | 72.7258 | 74.5323 | 74.3452 | 74.1452 | 73.9323 | 77.1742 | 80.4161 | 83.6452 | 85.929 | 88.1839 | 90.4581 | 90.2323 | 89.9742 | 89.7484 | 87.4065 | 85.0548 | 82.7226 | 81.0806 | 79.4774 | 77.8968 | 77.3355 | 76.8516 | 76.3
Alabama - Mobile | Sep | I | Alabama - Mobile-Sep | 72.11 | 71.6667 | 71.16 | 70.62 | 70.2467 | 69.74 | 71.56 | 74.5667 | 77.5267 | 79.8967 | 82.1967 | 83.75 | 84.5667 | 84.4667 | 84.4033 | 83.3033 | 81.9433 | 79.6733 | 77.24 | 75.7867 | 74.6867 | 73.7433 | 72.97 | 72.4267
Alabama - Mobile | Oct | J | Alabama - Mobile-Oct | 58.9323 | 58.3968 | 57.8161 | 57.3516 | 56.9355 | 56.4581 | 59.7484 | 63.0516 | 66.3323 | 68.6419 | 70.9484 | 73.2645 | 73.8194 | 74.3677 | 74.9161 | 72.1323 | 69.3516 | 66.5806 | 64.9226 | 63.2516 | 61.6065 | 60.7806 | 59.9226 | 59.1032
Alabama - Mobile | Nov | K | Alabama - Mobile-Nov | 54.45 | 54.09 | 53.8167 | 53.5633 | 53.0967 | 52.4133 | 52.8667 | 56.0067 | 59.48 | 62.9667 | 65.34 | 67.0167 | 67.74 | 67.9433 | 67.38 | 66.0967 | 63.4333 | 60.6967 | 59.1333 | 57.68 | 56.8067 | 56.2267 | 55.24 | 54.5533
Alabama - Mobile | Dec | L | Alabama - Mobile-Dec | 48.4968 | 48.0032 | 47.3613 | 46.8258 | 46.3806 | 45.9839 | 45.4387 | 48.5194 | 52.5419 | 56.2419 | 59.1032 | 61.271 | 62.4806 | 63.1484 | 63.0129 | 61.629 | 58.2613 | 55.1097 | 53.7903 | 52.9355 | 52.0935 | 51.1355 | 50.5581 | 50.029
Alabama - Montgomery | Jan | A | Alabama - Montgomery-Jan | 44.3258 | 43.8645 | 43.3581 | 42.9516 | 42.3161 | 41.6645 | 41.4194 | 43.2645 | 46.1 | 48.7968 | 51.5806 | 53.4194 | 54.6935 | 56.2323 | 56.4452 | 55.9516 | 53.2484 | 50.3968 | 48.5194 | 47.5645 | 46.9581 | 45.8161 | 44.8677 | 44.1129
Alabama - Montgomery | Feb | B | Alabama - Montgomery-Feb | 43.9536 | 42.9571 | 41.9357 | 41.5321 | 41.1357 | 40.7571 | 42.2643 | 43.7429 | 45.2286 | 48.175 | 51.0893 | 54.0357 | 55.2857 | 56.5571 | 57.7964 | 56.6786 | 55.5393 | 54.4143 | 52.5179 | 50.6464 | 48.8143 | 47.7536 | 46.7607 | 45.7179
Alabama - Montgomery | Mar | C | Alabama - Montgomery-Mar | 53.2419 | 52.0839 | 50.9323 | 50.1516 | 49.529 | 49.5419 | 51.5 | 56.0032 | 59.771 | 63.1839 | 66.5065 | 68.7129 | 70.0935 | 70.7032 | 71.0903 | 70.4871 | 68.4194 | 64.8323 | 60.9387 | 58.9806 | 57.5774 | 56.4097 | 55.571 | 54.229
Alabama - Montgomery | Apr | D | Alabama - Montgomery-Apr | 58.84 | 57.93 | 57.06 | 56.65 | 56.2333 | 55.83 | 59.3467 | 62.9367 | 66.52 | 68.8433 | 71.1133 | 73.4533 | 74.2967 | 75.1667 | 76.0233 | 74.4033 | 72.7067 | 71.0567 | 68.4833 | 65.9367 | 63.4367 | 62.2267 | 61.03 | 59.84
Alabama - Montgomery | May | E | Alabama - Montgomery-May | 65.3161 | 64.5806 | 64.0548 | 63.4355 | 62.9774 | 64.4387 | 68.1097 | 72.2129 | 75.171 | 77.8 | 79.6 | 81.2226 | 82.0516 | 82.029 | 82.0935 | 81.6 | 80.5032 | 77.3452 | 73.129 | 70.6677 | 69.529 | 68.4968 | 67.4129 | 66.5645
Alabama - Montgomery | Jun | F | Alabama - Montgomery-Jun | 71.56 | 70.8667 | 70.4433 | 69.8133 | 69.5133 | 71.1167 | 74.81 | 78.4533 | 81.4267 | 83.8367 | 85.7967 | 86.2667 | 87.4267 | 87.67 | 87.9667 | 87.2033 | 86.0667 | 84.2267 | 79.5133 | 76.4033 | 75.1167 | 73.74 | 72.8333 | 72.0767
Alabama - Montgomery | Jul | G | Alabama - Montgomery-Jul | 75.5935 | 75.1032 | 72.0516 | 71.5645 | 71.1419 | 72.8548 | 76.2355 | 79.4742 | 82.1355 | 84.3968 | 85.9839 | 87.3935 | 88.2613 | 88.2677 | 88.371 | 87.5387 | 86.2097 | 83.9516 | 80.7968 | 78.9355 | 77.4516 | 75.8355 | 75.1452 | 74.3645
Alabama - Montgomery | Aug | H | Alabama - Montgomery-Aug | 70.5355 | 70.3839 | 72.2613 | 71.8871 | 71.7065 | 72.1613 | 74.8258 | 77.9935 | 81.3258 | 84.4419 | 86.4484 | 86.9484 | 88.2323 | 88.6548 | 88.1645 | 87.9065 | 85.7903 | 83.5742 | 79.6387 | 77.6226 | 76.3581 | 75.471 | 74.5258 | 73.8548
Alabama - Montgomery | Sep | I | Alabama - Montgomery-Sep | 69.22 | 68.1367 | 67.6633 | 67.2133 | 67.0167 | 67.24 | 69.9367 | 73.09 | 76.7 | 79.6733 | 82.22 | 83.86 | 84.9733 | 85.5533 | 85.6033 | 84.4633 | 82.76 | 79.68 | 75.7633 | 73.93 | 73.0533 | 71.7267 | 70.8733 | 70.13
Alabama - Montgomery | Oct | J | Alabama - Montgomery-Oct | 57.3677 | 56.7323 | 56.0419 | 55.4806 | 55.0581 | 54.8129 | 57.2548 | 61.2032 | 65.3581 | 68.7065 | 71.0129 | 72.7774 | 73.9806 | 74.7968 | 74.2806 | 73.3387 | 70.1419 | 66.1968 | 63.9613 | 62.3935 | 60.9032 | 59.6935 | 58.4613 | 57.8
Alabama - Montgomery | Nov | K | Alabama - Montgomery-Nov | 48.57 | 47.9367 | 47.5167 | 46.91 | 46.4567 | 46.6767 | 47.06 | 50.2333 | 54.5167 | 58.8967 | 61.64 | 63.8733 | 64.5867 | 64.9867 | 65.08 | 64.07 | 60.6 | 58.11 | 55.9067 | 54.1367 | 52.6967 | 51.4633 | 49.6933 | 49.2
Alabama - Montgomery | Dec | L | Alabama - Montgomery-Dec | 43.7129 | 42.7871 | 42.6452 | 42.1323 | 41.8 | 41.5129 | 41.2581 | 43.6548 | 46.9742 | 50.5839 | 53.8032 | 56.3548 | 58.1419 | 59.2419 | 59.5258 | 58.4129 | 54.4194 | 51.5742 | 49.6968 | 48.6742 | 47.5871 | 46.1839 | 45.2258 | 44.9387
Alaska - Anchorage | Jan | A | Alaska - Anchorage-Jan | 16.4903 | 15.8419 | 16.1387 | 16.2677 | 16.0129 | 15.3129 | 14.829 | 14.5516 | 14.671 | 14.7387 | 15.3258 | 16.5677 | 16.9548 | 17.7419 | 18.0065 | 16.9742 | 16.2323 | 16.0258 | 15.971 | 15.9065 | 15.4903 | 16.0032 | 16.0226 | 16.2935
Alaska - Anchorage | Feb | B | Alaska - Anchorage-Feb | 17.5679 | 18.1429 | 17.1964 | 16.9929 | 16.7571 | 17.0357 | 17.0286 | 16.6536 | 16.6607 | 17.2107 | 18.925 | 20.2571 | 21.8357 | 22.5429 | 23.5143 | 23.8464 | 23.1143 | 21.5714 | 19.8036 | 19.7036 | 19.0929 | 18.5571 | 18.1357 | 18.0786
Alaska - Anchorage | Mar | C | Alaska - Anchorage-Mar | 25.0419 | 24.1581 | 23.4355 | 22.6548 | 21.8 | 21.2258 | 21.2484 | 21.4581 | 22.571 | 24.2613 | 25.5613 | 26.7806 | 27.8419 | 28.6484 | 29.571 | 30.4032 | 30.7581 | 30.4935 | 29.3355 | 28.0355 | 27.2194 | 26.3419 | 25.6097 | 25.4935
Alaska - Anchorage | Apr | D | Alaska - Anchorage-Apr | 33.72 | 33.1133 | 32.9333 | 32.6967 | 32.19 | 31.87 | 32.06 | 33.1333 | 34.5033 | 35.44 | 36.6 | 37.6667 | 38.5533 | 39.4333 | 39.7133 | 40.4033 | 40.5033 | 40.4433 | 39.1 | 37.9033 | 36.7867 | 35.9767 | 35.1967 | 34.4767
Alaska - Anchorage | May | E | Alaska - Anchorage-May | 43.471 | 42.9355 | 42.3161 | 41.371 | 40.8258 | 41.8129 | 43.5968 | 44.6968 | 46.5548 | 48.0806 | 49.1871 | 50.171 | 51.0355 | 51.9387 | 52.5 | 52.7484 | 52.7774 | 51.8516 | 50.6613 | 49.4516 | 47.6484 | 46.3355 | 45.1323 | 44.7645
Alaska - Anchorage | Jun | F | Alaska - Anchorage-Jun | 51.6533 | 50.5867 | 49.68 | 48.7933 | 48.7233 | 49.5467 | 51.2467 | 52.94 | 54.0933 | 55.98 | 57.46 | 58.47 | 59.85 | 60.6533 | 61.4933 | 61.9933 | 61.7567 | 61.3233 | 60.4033 | 59.0767 | 57.6267 | 55.7433 | 54.0033 | 52.97
Alaska - Anchorage | Jul | G | Alaska - Anchorage-Jul | 57.7194 | 56.9581 | 54.371 | 53.7613 | 53.5806 | 54.3161 | 55.5419 | 56.4419 | 57.0871 | 58.0258 | 59.0323 | 60.3097 | 61.5 | 62.4806 | 63.5452 | 63.771 | 63.8452 | 63.4484 | 62.871 | 61.871 | 60.4645 | 58.6548 | 57.1387 | 56.4355
Alaska - Anchorage | Aug | H | Alaska - Anchorage-Aug | 51.8 | 51.1516 | 52.7806 | 51.9516 | 51.229 | 51.7806 | 52.771 | 54.0548 | 55.6161 | 56.4613 | 57.9161 | 59.1613 | 60.2194 | 61.0387 | 62 | 61.9742 | 61.7097 | 60.8581 | 59.8677 | 57.9935 | 56.6065 | 55.4419 | 55.0161 | 54.3194
Alaska - Anchorage | Sep | I | Alaska - Anchorage-Sep | 46.2867 | 46.03 | 44.8667 | 44.71 | 44.5467 | 44.2067 | 44.28 | 45.5667 | 46.6267 | 47.8967 | 49.1533 | 50.09 | 51.3967 | 52.5133 | 52.8567 | 52.6467 | 52.2067 | 51.2967 | 49.8167 | 47.8033 | 46.4767 | 45.9667 | 45.8133 | 45.7667
Alaska - Anchorage | Oct | J | Alaska - Anchorage-Oct | 34.129 | 33.6484 | 33.5871 | 32.9258 | 32.471 | 32.529 | 32.2968 | 32.1677 | 33.1452 | 34.8903 | 36.9839 | 37.9548 | 38.7452 | 39.4903 | 39.929 | 40 | 39.3226 | 37.4871 | 36.1387 | 35.3258 | 34.5645 | 34.2129 | 33.9323 | 33.9903
Alaska - Anchorage | Nov | K | Alaska - Anchorage-Nov | 21.05 | 21.5033 | 21.5567 | 20.4233 | 20.41 | 19.9133 | 20.0533 | 19.8133 | 20.42 | 21.26 | 22.4733 | 24.1667 | 24.74 | 25.04 | 25.1267 | 24.63 | 23.2933 | 22.6667 | 22.21 | 22.38 | 21.6733 | 21.62 | 21.5833 | 21.3133
Alaska - Anchorage | Dec | L | Alaska - Anchorage-Dec | 19.7935 | 19.429 | 18.7484 | 18.5839 | 18.5258 | 18.2806 | 17.8129 | 17.7645 | 17.9968 | 18.3129 | 18.3516 | 19.7065 | 20.5613 | 21.471 | 21.0097 | 20.4258 | 19.1355 | 19.2935 | 19.3258 | 19.9129 | 19.6387 | 19.1806 | 19.2839 | 19.9323
Alaska - Annette | Jan | A | Alaska - Annette-Jan | 32.6065 | 32.6548 | 32.7065 | 32.7161 | 32.7387 | 32.7645 | 32.6226 | 32.5194 | 32.3935 | 33.2903 | 34.1419 | 35.0355 | 35.2 | 35.3645 | 35.5387 | 34.9742 | 34.4355 | 33.8677 | 33.5742 | 33.3226 | 33.0677 | 32.8968 | 32.7452 | 32.5935
Alaska - Annette | Feb | B | Alaska - Annette-Feb | 35.0357 | 34.8357 | 34.6179 | 34.2464 | 33.8929 | 33.5143 | 33.8679 | 34.2321 | 34.5964 | 35.5536 | 36.4857 | 37.45 | 37.4464 | 37.4 | 37.3964 | 36.6679 | 35.9607 | 35.2107 | 34.9643 | 34.7107 | 34.4464 | 34.5786 | 34.7107 | 34.825
Alaska - Annette | Mar | C | Alaska - Annette-Mar | 36.6935 | 36.3129 | 35.9129 | 35.7968 | 35.6774 | 35.5387 | 37.0871 | 38.6161 | 40.1613 | 41.5 | 42.8677 | 44.2065 | 44.229 | 44.2258 | 44.271 | 42.9194 | 41.6194 | 40.2742 | 39.5226 | 38.8258 | 38.0742 | 37.8419 | 37.6032 | 37.3742
Alaska - Annette | Apr | D | Alaska - Annette-Apr | 39.2 | 38.93 | 38.6133 | 38.7867 | 38.9467 | 39.1233 | 40.5467 | 41.9367 | 43.3733 | 44.1 | 44.8367 | 45.5733 | 45.6867 | 45.7867 | 45.9 | 45.0333 | 44.1633 | 43.31 | 42.3467 | 41.4133 | 40.46 | 40.1933 | 39.97 | 39.7033
Alaska - Annette | May | E | Alaska - Annette-May | 44.5097 | 44.3774 | 44.2323 | 44.8806 | 45.5097 | 46.1839 | 47.6903 | 49.1871 | 50.7161 | 51.6355 | 52.5032 | 53.4097 | 53.5452 | 53.7194 | 53.8677 | 53.0548 | 52.271 | 51.4645 | 49.7387 | 48.0581 | 46.3968 | 45.9097 | 45.4452 | 44.9839
Alaska - Annette | Jun | F | Alaska - Annette-Jun | 49.5333 | 49.3167 | 49.0733 | 49.6 | 50.0867 | 50.5967 | 51.32 | 52 | 52.7333 | 53.42 | 54.11 | 54.8 | 55.1867 | 55.53 | 55.9067 | 55.3733 | 54.8633 | 54.3433 | 53.3533 | 52.4033 | 51.45 | 50.9067 | 50.31 | 49.7733
Alaska - Annette | Jul | G | Alaska - Annette-Jul | 55.429 | 55.1548 | 53.0258 | 53.7194 | 54.3903 | 55.0871 | 56.0258 | 56.9194 | 57.8581 | 58.7935 | 59.6645 | 60.5903 | 60.6581 | 60.7097 | 60.7645 | 59.9806 | 59.2484 | 58.4484 | 57.4161 | 56.4484 | 55.4355 | 54.9548 | 54.5097 | 54.0677
Alaska - Annette | Aug | H | Alaska - Annette-Aug | 52.6516 | 52.2903 | 53.671 | 54.1032 | 54.4516 | 54.9032 | 56.7258 | 58.5387 | 60.3161 | 61.5677 | 62.7968 | 64.0387 | 63.9839 | 63.9484 | 63.8903 | 62.9 | 61.8774 | 60.8839 | 59.2613 | 57.6677 | 56.0645 | 55.6161 | 55.2129 | 54.7613
Alaska - Annette | Sep | I | Alaska - Annette-Sep | 51.0733 | 50.8733 | 50.6467 | 50.48 | 50.35 | 50.1933 | 51.45 | 52.6667 | 53.9633 | 54.9933 | 56.0367 | 57.0833 | 56.9133 | 56.72 | 56.54 | 55.6533 | 54.7567 | 53.8767 | 53.3433 | 52.8267 | 52.31 | 51.96 | 51.6367 | 51.3067
Alaska - Annette | Oct | J | Alaska - Annette-Oct | 44.4129 | 44.4645 | 44.4935 | 44.371 | 44.2226 | 44.0935 | 44.7548 | 45.3645 | 46.0065 | 46.6935 | 47.3935 | 48.0774 | 48.0129 | 47.9645 | 47.8935 | 46.7742 | 45.6097 | 44.4839 | 44.2742 | 44.1323 | 43.9452 | 43.9452 | 43.9065 | 43.9
Alaska - Annette | Nov | K | Alaska - Annette-Nov | 38.86 | 38.93 | 38.9867 | 38.8367 | 38.7433 | 38.5767 | 38.7733 | 38.97 | 39.1533 | 39.74 | 40.3433 | 40.9367 | 40.9867 | 41.0433 | 41.1 | 40.51 | 39.97 | 39.38 | 39.2033 | 39.0533 | 38.8767 | 38.8633 | 38.8267 | 38.8367
Alaska - Annette | Dec | L | Alaska - Annette-Dec | 36.0355 | 35.9839 | 35.9065 | 35.8452 | 35.771 | 35.6935 | 35.8903 | 36.0645 | 36.2613 | 36.829 | 37.3484 | 37.9194 | 37.7516 | 37.6258 | 37.4645 | 37.2645 | 37.0935 | 36.8903 | 36.6935 | 36.5194 | 36.329 | 36.2516 | 36.1548 | 36.0613
Alaska - Barrow | Jan | A | Alaska - Barrow-Jan | -12.3645 | -12.2452 | -12.1387 | -12.3903 | -12.6161 | -12.8806 | -12.929 | -12.9645 | -13.0032 | -13.1 | -13.1484 | -13.2581 | -13.2097 | -13.1484 | -13.0968 | -13.1226 | -13.1355 | -13.171 | -13.0226 | -12.9097 | -12.7742 | -12.871 | -12.9645 | -13.0452
Alaska - Barrow | Feb | B | Alaska - Barrow-Feb | -16.7893 | -17.0429 | -17.2964 | -17.3286 | -17.3393 | -17.4071 | -17.25 | -17.1071 | -16.9643 | -16.8464 | -16.8 | -16.6929 | -16.0929 | -15.5 | -14.9071 | -15.4571 | -15.9429 | -16.4929 | -16.4786 | -16.4714 | -16.4786 | -16.3 | -16.0929 | -15.9107
Alaska - Barrow | Mar | C | Alaska - Barrow-Mar | -14.3548 | -14.4774 | -14.7355 | -15.3645 | -14.8677 | -14.9226 | -15.0323 | -15.1677 | -14.8613 | -14.4452 | -13.7161 | -12.5871 | -11.2 | -10.5065 | -9.8968 | -9.7548 | -9.8774 | -10.571 | -11.5774 | -12.5161 | -13.0452 | -13.7935 | -13.6355 | -14.271
Alaska - Barrow | Apr | D | Alaska - Barrow-Apr | -7.1633 | -7.46 | -7.76 | -7.8667 | -7.9633 | -8.0533 | -7.7167 | -7.3567 | -6.9633 | -5.65 | -4.2767 | -2.9567 | -1.9833 | -1.0367 | -0.07 | 0.073333 | 0.22333 | 0.36333 | -1 | -2.36 | -3.7067 | -4.5467 | -5.3833 | -6.22
Alaska - Barrow | May | E | Alaska - Barrow-May | 17.7226 | 17.3194 | 16.8677 | 16.671 | 16.5097 | 16.3387 | 16.8065 | 17.1968 | 17.6355 | 18.4161 | 19.1387 | 19.9161 | 20.6258 | 21.2613 | 21.9742 | 22.0419 | 22.0935 | 22.1742 | 21.7323 | 21.3516 | 20.9194 | 20.2839 | 19.6774 | 19.0323
Alaska - Barrow | Jun | F | Alaska - Barrow-Jun | 30.84 | 30.5067 | 30.3633 | 30.3433 | 30.32 | 30.6633 | 30.81 | 31.1267 | 31.4067 | 31.8767 | 32.35 | 32.6933 | 33.31 | 33.7667 | 34.0033 | 33.9067 | 33.8467 | 33.8367 | 33.56 | 33.0067 | 32.5533 | 32.16 | 31.4433 | 31.2
Alaska - Barrow | Jul | G | Alaska - Barrow-Jul | 37.0323 | 36.629 | 34.871 | 34.9742 | 35.3677 | 36.0516 | 36.7613 | 37.9968 | 39.029 | 39.9097 | 40.529 | 41.0065 | 40.7355 | 40.8387 | 40.671 | 40.7097 | 40.8968 | 40.5258 | 40.4226 | 39.4613 | 39.1032 | 37.9806 | 37.4935 | 36.7
Alaska - Barrow | Aug | H | Alaska - Barrow-Aug | 33.3548 | 33.2355 | 34.1258 | 34.0677 | 34.1355 | 34.6226 | 35.3903 | 36.3226 | 37.0774 | 38.0645 | 38.9 | 39.4774 | 39.7355 | 39.6806 | 39.7097 | 39.3935 | 39.071 | 38.9097 | 38.5484 | 37.8065 | 37.1968 | 36.2774 | 35.4581 | 35
Alaska - Barrow | Sep | I | Alaska - Barrow-Sep | 31.02 | 30.8967 | 31.0167 | 31.35 | 30.8867 | 30.8533 | 30.79 | 31.3 | 31.37 | 31.93 | 32.2533 | 32.52 | 32.9467 | 33.1167 | 33.05 | 33.1233 | 32.87 | 32.7067 | 32.2067 | 31.6933 | 31.3367 | 30.92 | 30.7733 | 30.7467
Alaska - Barrow | Oct | J | Alaska - Barrow-Oct | 13.3903 | 13.4032 | 13.1645 | 13.129 | 13 | 12.671 | 12.629 | 12.8613 | 12.6806 | 12.9806 | 13.6194 | 14.1226 | 14.5871 | 14.6129 | 14.8806 | 14.6839 | 14.1968 | 13.9935 | 13.7161 | 13.5613 | 13.4161 | 13.3645 | 13.029 | 13.129
Alaska - Barrow | Nov | K | Alaska - Barrow-Nov | -2.0767 | -2.0767 | -2.0367 | -1.6133 | -1.2633 | -0.86667 | -0.99333 | -1.1267 | -1.27 | -1.4433 | -1.5967 | -1.75 | -1.7067 | -1.6267 | -1.5667 | -1.78 | -1.95 | -2.1667 | -2.3367 | -2.56 | -2.72 | -2.7167 | -2.6633 | -2.6333
Alaska - Barrow | Dec | L | Alaska - Barrow-Dec | -11.7129 | -11.5839 | -11.4774 | -11.3935 | -11.2903 | -11.2194 | -11.3 | -11.4065 | -11.5194 | -11.4129 | -11.2935 | -11.1806 | -11.2323 | -11.2871 | -11.3452 | -11.6032 | -11.8419 | -12.0935 | -12.5161 | -12.929 | -13.3484 | -13.1 | -12.8484 | -12.6065
Alaska - Bethel | Jan | A | Alaska - Bethel-Jan | 8.771 | 8.9387 | 8.971 | 8.9065 | 9.1355 | 9.4613 | 9.0935 | 8.671 | 8.6968 | 8.9774 | 8.7226 | 9.3226 | 10.1484 | 10.4419 | 10.7645 | 10.7742 | 10.7419 | 10.6032 | 10.5484 | 10.2677 | 10.1097 | 9.3516 | 9.3355 | 8.4452
Alaska - Bethel | Feb | B | Alaska - Bethel-Feb | 4.1964 | 3.8143 | 3.4393 | 3.05 | 2.7107 | 2.3679 | 2.0107 | 1.7786 | 1.5357 | 1.3036 | 2.0679 | 2.8071 | 3.5571 | 4.7464 | 5.9464 | 7.1429 | 7.0679 | 6.9714 | 6.8714 | 6.1214 | 5.45 | 4.7214 | 4.6286 | 4.5321
Alaska - Bethel | Mar | C | Alaska - Bethel-Mar | 12.3065 | 12.0516 | 11.8613 | 11.0065 | 10.7484 | 10.6097 | 10.3774 | 9.6613 | 9.8161 | 10.6065 | 12.2742 | 13.8226 | 15.9355 | 17.4677 | 18.6097 | 19.0839 | 18.3548 | 17.8226 | 16.571 | 15.2871 | 14.4903 | 13.7484 | 13.6581 | 13.2226
Alaska - Bethel | Apr | D | Alaska - Bethel-Apr | 22.45 | 21.98 | 21.5833 | 20.9667 | 20.39 | 19.9733 | 19.6333 | 19.3933 | 19.9067 | 20.6733 | 22.63 | 23.81 | 25.1233 | 26.1833 | 27.2533 | 27.71 | 28.3833 | 28.22 | 27.94 | 27.3667 | 26.1167 | 24.9533 | 23.7467 | 23.07
Alaska - Bethel | May | E | Alaska - Bethel-May | 37.3613 | 36.6097 | 35.9097 | 35.171 | 34.7581 | 34.4258 | 34.4548 | 34.9065 | 36.4387 | 37.7548 | 39.6065 | 41.0742 | 42.7839 | 44.4161 | 45.6839 | 46.1355 | 46.8065 | 46.8645 | 46.9 | 45.6484 | 44.3032 | 43.1774 | 41.0194 | 39.0258
Alaska - Bethel | Jun | F | Alaska - Bethel-Jun | 44.7267 | 43.9367 | 43.1267 | 42.81 | 42.55 | 42.25 | 43.2833 | 44.3533 | 45.3767 | 47.1133 | 48.8867 | 50.6133 | 52.1267 | 53.6033 | 55.1033 | 55.3333 | 55.5333 | 55.7633 | 54.8167 | 53.8667 | 52.94 | 50.5467 | 48.15 | 45.8033
Alaska - Bethel | Jul | G | Alaska - Bethel-Jul | 53.129 | 52.5516 | 50.4677 | 50.0903 | 49.8194 | 50.0323 | 50.7194 | 52.1387 | 53.5903 | 55.2742 | 56.8613 | 58.0677 | 59.0806 | 60.3548 | 60.9323 | 61.6871 | 61.7419 | 61.4484 | 60.6387 | 59.829 | 58.4871 | 56.2839 | 53.9323 | 52.6323
Alaska - Bethel | Aug | H | Alaska - Bethel-Aug | 47.4581 | 46.9 | 48.0226 | 47.4194 | 47.2194 | 47.0677 | 46.8645 | 47.6903 | 48.4548 | 49.2613 | 50.6065 | 51.9323 | 53.2774 | 54.0935 | 54.9065 | 55.7161 | 55.8839 | 56.0226 | 56.1581 | 55.1194 | 54.0742 | 53.0484 | 51.6484 | 50.2903
Alaska - Bethel | Sep | I | Alaska - Bethel-Sep | 42.5633 | 42.0167 | 41.4333 | 41.2067 | 40.98 | 40.73 | 41.24 | 41.7567 | 42.2933 | 44.2933 | 46.2667 | 48.2733 | 49.07 | 49.8633 | 50.68 | 50.6133 | 50.5333 | 50.47 | 48.9033 | 47.35 | 45.8133 | 44.83 | 43.86 | 42.87
Alaska - Bethel | Oct | J | Alaska - Bethel-Oct | 29.2129 | 29.2677 | 29.1742 | 29.3548 | 29.4645 | 29.3968 | 29.5065 | 29.2613 | 29.3323 | 29.9226 | 31.0871 | 32.1871 | 33.1484 | 33.7806 | 34.0161 | 34.0129 | 33.5387 | 32.7097 | 31.6194 | 30.3677 | 29.9935 | 29.5161 | 29.2129 | 28.8323
Alaska - Bethel | Nov | K | Alaska - Bethel-Nov | 15.3933 | 15.43 | 15.3967 | 15.3467 | 15.3067 | 15.24 | 15.2833 | 15.36 | 15.4133 | 15.7167 | 16.0167 | 16.3033 | 16.8867 | 17.4733 | 18.0767 | 17.5233 | 16.9867 | 16.4367 | 15.7667 | 15.1533 | 14.4767 | 14.41 | 14.3667 | 14.31
Alaska - Bethel | Dec | L | Alaska - Bethel-Dec | 5.9839 | 6.4032 | 6.8065 | 6.8839 | 6.9645 | 7.029 | 7 | 6.9226 | 6.8419 | 6.9194 | 6.9806 | 7.0419 | 7.1968 | 7.3258 | 7.4645 | 7.0548 | 6.6548 | 6.2355 | 6.3258 | 6.5065 | 6.6097 | 6.4968 | 6.4161 | 6.329
Alaska - Bettles | Jan | A | Alaska - Bettles-Jan | -17.5161 | -16.5484 | -16.9097 | -16.971 | -16.9129 | -16.8387 | -16.6806 | -16.7774 | -17.1871 | -17.5129 | -17.4516 | -17.271 | -16.3806 | -15.5387 | -14.8387 | -14.9355 | -15.6935 | -15.9323 | -16.0484 | -15.7355 | -15.8903 | -16.0097 | -16.4871 | -16.1258
Alaska - Bettles | Feb | B | Alaska - Bettles-Feb | -11.9929 | -12.0286 | -12.0857 | -12.0357 | -11.9714 | -11.9 | -11.8321 | -11.9214 | -11.9679 | -11.0643 | -10.1536 | -9.2571 | -7.6464 | -6.0429 | -4.45 | -5.7036 | -6.9179 | -8.1571 | -9.25 | -10.3179 | -11.3571 | -11.6536 | -11.9357 | -12.2286
Alaska - Bettles | Mar | C | Alaska - Bettles-Mar | -1.5065 | -2.6387 | -3.1548 | -3.9387 | -4.7548 | -4.3871 | -3.9387 | -3.6387 | -1.9355 | 1.5581 | 4.3097 | 7.2387 | 10.3419 | 12.829 | 14.9452 | 15.1742 | 15.5613 | 13.9903 | 11.271 | 8.3839 | 6.1613 | 4.2452 | 2.2323 | 1.0677
Alaska - Bettles | Apr | D | Alaska - Bettles-Apr | 11.44 | 10.1767 | 9.0767 | 8.2033 | 7.3667 | 7.6033 | 10.0667 | 12.5267 | 15.0467 | 17.5433 | 20.0633 | 22.5533 | 24.2933 | 26.0333 | 27.76 | 27.8267 | 27.91 | 27.9767 | 25.8 | 23.69 | 21.53 | 18.9367 | 16.5367 | 14.63
Alaska - Bettles | May | E | Alaska - Bettles-May | 38.7903 | 37.3323 | 35.8839 | 36.329 | 36.9323 | 37.5355 | 39.7419 | 41.8484 | 44.0548 | 46.0387 | 48.0516 | 50.0226 | 50.8871 | 51.7097 | 52.571 | 52.5774 | 52.5742 | 52.5774 | 51.3968 | 50.2355 | 49.0871 | 46.4129 | 43.5484 | 40.9452
Alaska - Bettles | Jun | F | Alaska - Bettles-Jun | 51.1267 | 49.8333 | 48.7633 | 48.6533 | 49.2367 | 50.5167 | 51.8933 | 53.7267 | 55.9367 | 57.97 | 59.7067 | 60.71 | 62.38 | 62.7867 | 63.65 | 64.2267 | 63.11 | 62.0767 | 61.39 | 60.2267 | 58.82 | 56.9433 | 55.19 | 52.74
Alaska - Bettles | Jul | G | Alaska - Bettles-Jul | 54.9226 | 53.8871 | 51.2387 | 51.0129 | 51.8 | 52.6903 | 54.4 | 56.5258 | 58.7419 | 61.1742 | 63.2258 | 64.3323 | 65.571 | 66.1839 | 66.129 | 65.8129 | 65.7839 | 65.3645 | 64.6516 | 63.4 | 62.2065 | 60.5484 | 58.1903 | 54.8774
Alaska - Bettles | Aug | H | Alaska - Bettles-Aug | 45.6097 | 44.9419 | 45.7839 | 45.529 | 45.3 | 45.171 | 46.9161 | 48.6645 | 50.4452 | 52.7258 | 55.0065 | 57.2806 | 58.6935 | 60.1323 | 61.5516 | 61.5032 | 61.4645 | 61.4097 | 59.5387 | 57.7194 | 55.8839 | 53.2032 | 50.6323 | 47.8516
Alaska - Bettles | Sep | I | Alaska - Bettles-Sep | 38.2467 | 37.9667 | 37.3767 | 37 | 36.45 | 35.9667 | 35.89 | 36.6133 | 38.39 | 40.6 | 42.0567 | 43.68 | 45.0633 | 45.8533 | 46.6533 | 47.1033 | 46.3867 | 45.54 | 43.75 | 41.8867 | 40.5833 | 39.5233 | 38.8567 | 37.9933
Alaska - Bettles | Oct | J | Alaska - Bettles-Oct | 16.8903 | 16.229 | 15.5226 | 15.3387 | 15.1355 | 14.9903 | 14.7129 | 14.4258 | 14.1355 | 15.7871 | 17.4065 | 19.0581 | 20.3226 | 21.5806 | 22.8419 | 22.0129 | 21.1968 | 20.3677 | 19.4129 | 18.4903 | 17.5387 | 16.8742 | 16.3065 | 15.7065
Alaska - Bettles | Nov | K | Alaska - Bettles-Nov | -0.083333 | 0.053333 | 0.20667 | -0.083333 | -0.32667 | -0.59 | -0.64667 | -0.81 | -0.95333 | -0.45 | 0.026667 | 0.52333 | 1.1267 | 1.68 | 2.29 | 1.4633 | 0.64667 | -0.17 | -0.31333 | -0.40667 | -0.52333 | -0.46333 | -0.39333 | -0.31333
Alaska - Bettles | Dec | L | Alaska - Bettles-Dec | -7.0935 | -7.3742 | -7.6484 | -8.0226 | -8.429 | -8.7968 | -8.5161 | -8.2419 | -7.9484 | -7.5581 | -7.2161 | -6.8355 | -6.3581 | -5.8742 | -5.3903 | -5.4194 | -5.4677 | -5.5 | -5.4935 | -5.5065 | -5.4968 | -5.7903 | -6.0774 | -6.3645
Alaska - Big Delta | Jan | A | Alaska - Big Delta-Jan | -3.5097 | -4.1065 | -4.0097 | -4.2774 | -3.8484 | -3.7581 | -4.0032 | -3.9 | -4.1548 | -3.4387 | -2.7645 | -2.0323 | -1.4452 | -0.8871 | -0.3129 | -0.68065 | -1.0065 | -1.4065 | -1.7871 | -2.171 | -2.6 | -3.3452 | -3.6774 | -4.0323
Alaska - Big Delta | Feb | B | Alaska - Big Delta-Feb | -1.2536 | -1.325 | -1.3893 | -1.3643 | -1.35 | -1.3286 | -1.6643 | -1.9536 | -2.2786 | -0.17143 | 1.925 | 4.025 | 5.6 | 7.1821 | 8.7643 | 7.2321 | 5.7143 | 4.1929 | 2.8679 | 1.5821 | 0.28929 | 0.13214 | 0.0071429 | -0.12143
Alaska - Big Delta | Mar | C | Alaska - Big Delta-Mar | 9.5419 | 8.4355 | 7.5194 | 6.7484 | 5.6871 | 4.7935 | 5.3129 | 6.929 | 8.4806 | 12.4677 | 16.429 | 20.4032 | 21.5129 | 22.5968 | 23.7 | 22.7097 | 21.7 | 20.6903 | 18.6742 | 16.6935 | 14.7097 | 13.0677 | 11.7032 | 10.3516
Alaska - Big Delta | Apr | D | Alaska - Big Delta-Apr | 21.2967 | 20.3167 | 19.7233 | 19.2 | 17.9067 | 18.0967 | 19.38 | 22.1967 | 24.44 | 26.95 | 29.1767 | 31.6367 | 32.4867 | 33.6333 | 34.4167 | 34.0667 | 34.29 | 33.4633 | 31.9067 | 29.8267 | 27.39 | 25.64 | 23.9833 | 22.7333
Alaska - Big Delta | May | E | Alaska - Big Delta-May | 41.1161 | 40.0645 | 38.9774 | 39.3419 | 39.5968 | 39.9323 | 42.2613 | 44.6452 | 47.0194 | 48.7774 | 50.5194 | 52.2677 | 52.8903 | 53.4839 | 54.0935 | 53.8226 | 53.4806 | 53.2097 | 51.529 | 49.8387 | 48.1742 | 46.2742 | 44.429 | 42.5613
Alaska - Big Delta | Jun | F | Alaska - Big Delta-Jun | 51.0667 | 49.8333 | 48.59 | 49.19 | 49.7533 | 50.3467 | 52.44 | 54.5733 | 56.71 | 58.2367 | 59.76 | 61.3 | 62.19 | 62.9933 | 63.8767 | 63.1967 | 62.5433 | 61.85 | 60.85 | 59.8633 | 58.8733 | 56.78 | 54.6767 | 52.6033
Alaska - Big Delta | Jul | G | Alaska - Big Delta-Jul | 57.6774 | 56.3452 | 53.6387 | 53.8161 | 54.1677 | 54.7774 | 56.6258 | 58.4581 | 60.2871 | 62.1806 | 64.0839 | 65.971 | 66.7935 | 67.5613 | 68.3742 | 67.6129 | 66.8323 | 66.0484 | 64.4387 | 62.8452 | 61.2516 | 59.9581 | 58.9581 | 57.0323
Alaska - Big Delta | Aug | H | Alaska - Big Delta-Aug | 48.8903 | 48.3161 | 49.4419 | 48.7645 | 47.9774 | 47.3452 | 49.2161 | 51.0968 | 52.9548 | 55.0645 | 57.1194 | 59.229 | 60.4 | 61.5258 | 62.7 | 61.9226 | 61.2097 | 60.4484 | 58.871 | 57.2968 | 55.7774 | 54.2129 | 52.6839 | 51.1419
Alaska - Big Delta | Sep | I | Alaska - Big Delta-Sep | 39.5367 | 39.3667 | 38.5867 | 38.03 | 37.44 | 37.2867 | 37.84 | 39.68 | 42.18 | 44.6233 | 46.8733 | 49.2333 | 50.5567 | 51.71 | 52.5633 | 52.21 | 51.3567 | 50.11 | 47.1633 | 44.91 | 42.9367 | 41.9767 | 40.7733 | 39.6467
Alaska - Big Delta | Oct | J | Alaska - Big Delta-Oct | 23.7806 | 24.3548 | 24.371 | 24.0742 | 24.0548 | 24.0516 | 23.8806 | 23.7387 | 23.6419 | 25.1387 | 26.6097 | 28.1 | 28.7355 | 29.2903 | 29.9194 | 28.9903 | 28.0871 | 27.1677 | 26.5548 | 25.9903 | 25.3484 | 24.9548 | 24.4839 | 23.9613
Alaska - Big Delta | Nov | K | Alaska - Big Delta-Nov | 6.3633 | 6.2933 | 6.2333 | 6.3967 | 6.51 | 6.69 | 6.48 | 6.2467 | 6.01 | 7.2067 | 8.3933 | 9.56 | 9.75 | 9.8667 | 10.0633 | 9.1233 | 8.1933 | 7.25 | 6.8333 | 6.4333 | 6.0267 | 5.92 | 5.7833 | 5.6733
Alaska - Big Delta | Dec | L | Alaska - Big Delta-Dec | 10.3581 | -1.4 | -1.3806 | -1.3742 | -7.2258 | -7.1968 | -1.2355 | -1.5323 | -1.7581 | -1.6871 | -1.3194 | -1.0194 | -0.31935 | -0.11935 | -0.090323 | -0.6129 | -0.73871 | -1.2194 | -1.5742 | -1.7226 | -2.2484 | 3.6516 | 3.6452 | 9.5
Alaska - Cold Bay | Jan | A | Alaska - Cold Bay-Jan | 31.3677 | 31.5903 | 31.7226 | 31.3161 | 31.1548 | 30.8968 | 30.7968 | 31.0452 | 30.5194 | 30.6935 | 31.0871 | 31.3839 | 32.2484 | 32.7871 | 33.6774 | 33.2548 | 33.2387 | 33.171 | 32.5613 | 31.829 | 31.8161 | 31 | 31.4161 | 31.3935
Alaska - Cold Bay | Feb | B | Alaska - Cold Bay-Feb | 27.9321 | 27.9036 | 27.8893 | 27.9107 | 27.9429 | 27.9607 | 27.8929 | 27.7679 | 27.675 | 28.2214 | 28.7929 | 29.3286 | 29.9571 | 30.5321 | 31.1607 | 30.675 | 30.2214 | 29.7143 | 29.1357 | 28.5536 | 27.9857 | 28.0143 | 28.0429 | 28.0786
Alaska - Cold Bay | Mar | C | Alaska - Cold Bay-Mar | 29.0387 | 29.1677 | 29.329 | 29.4484 | 29.4097 | 29.4097 | 29.3677 | 29.2935 | 29.2355 | 29.1645 | 29.9452 | 30.7194 | 31.4871 | 32.0032 | 32.4419 | 32.9645 | 32.7065 | 32.4871 | 32.229 | 31.2903 | 30.3581 | 29.4161 | 29.2806 | 29.1581
Alaska - Cold Bay | Apr | D | Alaska - Cold Bay-Apr | 32.9233 | 32.7533 | 32.36 | 32.22 | 32.2167 | 32.2267 | 32.1467 | 32.3767 | 33.2333 | 34.27 | 34.8633 | 35.57 | 36.3733 | 36.61 | 36.8733 | 36.6667 | 36.6833 | 36.1633 | 35.32 | 34.5667 | 34.0467 | 33.4133 | 33.4 | 33.2033
Alaska - Cold Bay | May | E | Alaska - Cold Bay-May | 37.6645 | 37.4839 | 37.1935 | 37.1581 | 37.0129 | 36.7258 | 37.2323 | 38.6903 | 39.6677 | 40.5677 | 41.2548 | 42.2194 | 42.771 | 43.129 | 43.3935 | 43.1161 | 43.0323 | 42.0806 | 41.6677 | 40.7774 | 40.1 | 38.7161 | 38.3065 | 37.8226
Alaska - Cold Bay | Jun | F | Alaska - Cold Bay-Jun | 43.0467 | 42.8367 | 42.7733 | 42.41 | 42.24 | 42.31 | 42.8967 | 44.0733 | 44.7733 | 45.6333 | 46.32 | 47.1433 | 48.2467 | 48.63 | 48.8467 | 48.8933 | 48.82 | 48.33 | 47.56 | 46.5267 | 45.8667 | 44.8433 | 44.14 | 43.7433
Alaska - Cold Bay | Jul | G | Alaska - Cold Bay-Jul | 49.4452 | 49.3581 | 47.5806 | 47.7065 | 47.2355 | 47.3645 | 47.9387 | 48.6548 | 49.6774 | 50.671 | 51.4194 | 52.3065 | 52.7935 | 53.271 | 53.3935 | 53.371 | 53.3677 | 52.7871 | 52.0226 | 51.2065 | 50.4065 | 49.2226 | 48.5387 | 48.2032
Alaska - Cold Bay | Aug | H | Alaska - Cold Bay-Aug | 47.1516 | 46.9548 | 48.3774 | 48.5548 | 48.2774 | 48.1645 | 48.3774 | 49.0677 | 49.9 | 50.9452 | 51.3355 | 52.1516 | 52.8581 | 53.2097 | 53.3065 | 53.4355 | 53.0452 | 52.6355 | 51.7355 | 50.829 | 50.1516 | 49.429 | 48.9355 | 48.8129
Alaska - Cold Bay | Sep | I | Alaska - Cold Bay-Sep | 47.0667 | 47.2367 | 46.9767 | 46.7933 | 46.59 | 46.76 | 46.6233 | 46.4333 | 46.6333 | 47.0833 | 48.5733 | 49.4833 | 50.1267 | 50.5733 | 50.8333 | 50.88 | 50.75 | 50.3233 | 49.84 | 49.2733 | 48.28 | 47.74 | 47.1933 | 46.9
Alaska - Cold Bay | Oct | J | Alaska - Cold Bay-Oct | 38.9548 | 38.9774 | 39.0097 | 38.8839 | 38.7871 | 38.6548 | 38.7613 | 38.9645 | 39.129 | 40.2 | 41.2613 | 42.3355 | 42.5968 | 42.8903 | 43.1677 | 42.6871 | 42.2581 | 41.7871 | 41.1226 | 40.5226 | 39.8774 | 39.5194 | 39.2226 | 38.9355
Alaska - Cold Bay | Nov | K | Alaska - Cold Bay-Nov | 34.3667 | 34.6833 | 34.7133 | 34.6067 | 34.27 | 33.7133 | 33.7567 | 33.5567 | 33.62 | 33.6333 | 34.1767 | 35.0333 | 35.8267 | 36.4067 | 36.1733 | 36.29 | 35.4067 | 35 | 34.4833 | 34.41 | 34.3567 | 34.4667 | 34.62 | 34.2467
Alaska - Cold Bay | Dec | L | Alaska - Cold Bay-Dec | 30.529 | 30.3355 | 30.0935 | 29.9032 | 29.9 | 29.8774 | 29.8645 | 30.0839 | 30.3032 | 30.5258 | 30.7645 | 30.9935 | 31.2258 | 31.6065 | 31.9677 | 32.3484 | 31.9129 | 31.4774 | 31.0419 | 30.8387 | 30.6516 | 30.4452 | 30.5645 | 30.7548
Alaska - Fairbanks | Jan | A | Alaska - Fairbanks-Jan | -10.5548 | -9.7129 | -9.5871 | -9.8097 | -10.471 | -10.7581 | -11.0871 | -11.1774 | -11.2774 | -11.7677 | -11.5484 | -10.7645 | -9.4871 | -8.5097 | -7.7774 | -7.9774 | -7.9968 | -8.6226 | -8.8032 | -9.1387 | -9.3516 | -9.6194 | -9.8677 | -10.0129
Alaska - Fairbanks | Feb | B | Alaska - Fairbanks-Feb | -11.1464 | -11.5357 | -11.8857 | -12.4821 | -13.0214 | -13.6321 | -13.2321 | -12.7679 | -12.3036 | -9.7 | -7.175 | -4.5964 | -2.4036 | -0.22857 | 1.9571 | 0.71786 | -0.52857 | -1.7571 | -3.6571 | -5.4464 | -7.2143 | -8.2143 | -9.2 | -10.15
Alaska - Fairbanks | Mar | C | Alaska - Fairbanks-Mar | 3.5806 | 3.0226 | 1.9419 | 1.3161 | 0.84516 | 0.49677 | 0.44516 | 0.82258 | 3.1258 | 7.6613 | 11.4032 | 14.2516 | 16.2742 | 18.0097 | 18.6516 | 18.4871 | 17.9968 | 17.0968 | 15.6194 | 12.5613 | 10.2871 | 8.1161 | 6.6839 | 5.0677
Alaska - Fairbanks | Apr | D | Alaska - Fairbanks-Apr | 24.4333 | 23.5567 | 22.6 | 21.6167 | 20.6967 | 19.69 | 21.2667 | 22.8967 | 24.53 | 26.4667 | 28.3733 | 30.31 | 31.59 | 32.8 | 34.0833 | 34.2367 | 34.41 | 34.57 | 32.9267 | 31.3433 | 29.7433 | 28.44 | 27.2167 | 25.94
Alaska - Fairbanks | May | E | Alaska - Fairbanks-May | 42.2548 | 40.9839 | 39.7871 | 38.629 | 38.0516 | 39.5871 | 41.7935 | 44.5871 | 47.2581 | 50.3806 | 52.3548 | 53.6774 | 54.771 | 55.4355 | 55.6516 | 55.5 | 56.071 | 54.8774 | 54.0806 | 53.0129 | 51.4 | 49.1935 | 46.9419 | 44.9065
Alaska - Fairbanks | Jun | F | Alaska - Fairbanks-Jun | 54.2033 | 52.53 | 51.2933 | 50.14 | 50.0967 | 51.3233 | 53.19 | 55.3233 | 57.4833 | 59.9667 | 62.0433 | 63.49 | 65.0967 | 65.53 | 65.4 | 65.5367 | 65.4467 | 64.9933 | 64.48 | 63.25 | 62.24 | 60.5633 | 58.0733 | 55.7433
Alaska - Fairbanks | Jul | G | Alaska - Fairbanks-Jul | 59.6161 | 57.8452 | 54.5968 | 53.0774 | 52.4742 | 53.0161 | 54.4323 | 56.8258 | 59.6935 | 62.0903 | 64.1871 | 66.371 | 67.6806 | 68.6323 | 69.2968 | 69.9871 | 70.171 | 69.8645 | 69.3903 | 68.0839 | 66.6065 | 64.1323 | 61.6065 | 59.5065
Alaska - Fairbanks | Aug | H | Alaska - Fairbanks-Aug | 49.7387 | 48.4839 | 49.6613 | 48.5323 | 47.9097 | 48.1032 | 49.2452 | 50.7742 | 52.5516 | 54.5774 | 56.9097 | 59.271 | 61.1935 | 62.6129 | 63.6871 | 64.0839 | 63.9935 | 63.8161 | 62.8968 | 61.0161 | 58.7839 | 56.2903 | 54.2903 | 52.6129
Alaska - Fairbanks | Sep | I | Alaska - Fairbanks-Sep | 40.61 | 39.5533 | 38.9467 | 38.0333 | 37.7633 | 37.4467 | 37.3767 | 38.9433 | 40.6833 | 42.9133 | 45.5267 | 47.8633 | 49.4333 | 50.6467 | 51.4833 | 52.13 | 51.8433 | 50.8333 | 48.7 | 46.1967 | 44.8667 | 43.4667 | 42.2633 | 40.94
Alaska - Fairbanks | Oct | J | Alaska - Fairbanks-Oct | 24.8742 | 24.3258 | 24.1677 | 23.9613 | 23.4226 | 23.229 | 23.2258 | 23.5097 | 23.7032 | 25.3323 | 27.071 | 29.0032 | 30.6774 | 31.4 | 31.7935 | 31.4097 | 30.1129 | 28.7484 | 27.5032 | 26.1161 | 25.5032 | 25.1129 | 24.4742 | 24.2581
Alaska - Fairbanks | Nov | K | Alaska - Fairbanks-Nov | 3.03 | 2.78 | 2.5167 | 1.9633 | 1.38 | 0.81667 | 0.71 | 0.66333 | 0.63667 | 2.0967 | 3.55 | 5.0267 | 6.3033 | 7.5733 | 8.8567 | 7.63 | 6.3933 | 5.1667 | 4.82 | 4.48 | 4.1533 | 3.8067 | 3.4933 | 3.1667
Alaska - Fairbanks | Dec | L | Alaska - Fairbanks-Dec | -4.2129 | -4.1194 | -4.3097 | -4.371 | -3.9161 | -3.9452 | -4.0226 | -4.1065 | -4.1935 | -4.3258 | -4.0355 | -3.8355 | -3.3484 | -2.5806 | -2.4323 | -3.1032 | -3.671 | -4.1355 | -3.8226 | -4.2935 | -4.9452 | -4.7774 | -4.4613 | -4.5903
Alaska - Gulkana | Jan | A | Alaska - Gulkana-Jan | -2.1806 | -1.8742 | -2.2 | -2.4516 | -2.1323 | -2.4032 | -1.6032 | -2.4032 | -2.6387 | -2.6484 | -1.9161 | 1.2419 | 3.4903 | 4.771 | 4.9968 | 3.6806 | 1.7774 | 0.33548 | 0.080645 | -0.46452 | -1.4 | -1.5452 | -1.9806 | -2.3935
Alaska - Gulkana | Feb | B | Alaska - Gulkana-Feb | 0.092857 | -0.92143 | -1.3786 | -1.3714 | -1.5214 | -1.5357 | -2.2429 | -2.3964 | -2.4393 | 0.21071 | 3.8214 | 7.1464 | 10.3714 | 11.85 | 12.6286 | 12.0786 | 10.7143 | 6.9821 | 4.6036 | 2.8464 | 2.3607 | 2.0036 | 2.1714 | 1.7786
Alaska - Gulkana | Mar | C | Alaska - Gulkana-Mar | 7.5903 | 5.9935 | 4.8677 | 4.0677 | 3.4742 | 2.629 | 1.671 | 1.8065 | 4.5903 | 8.3065 | 11.3871 | 14.5839 | 17.4968 | 19.8742 | 21.1871 | 22.0032 | 21.9613 | 20.7258 | 17.8645 | 14.3355 | 12.5645 | 11.1774 | 9.8065 | 8.4097
Alaska - Gulkana | Apr | D | Alaska - Gulkana-Apr | 23.3267 | 22.3033 | 21.2567 | 20.91 | 20.57 | 20.2067 | 22.8467 | 25.52 | 28.1967 | 30.6633 | 33.1767 | 35.66 | 36.4267 | 37.1833 | 37.9367 | 37.24 | 36.5367 | 35.84 | 34.0433 | 32.2267 | 30.4567 | 28.6567 | 26.8467 | 25.0667
Alaska - Gulkana | May | E | Alaska - Gulkana-May | 35.8129 | 33.6935 | 32.2613 | 32.1806 | 32.9742 | 33.9742 | 37.3484 | 40.7871 | 44.2065 | 46.5645 | 48.9065 | 51.271 | 51.8194 | 52.3387 | 52.9097 | 52.3484 | 51.8129 | 51.2548 | 49.1871 | 47.1581 | 45.171 | 43.5097 | 40.529 | 37.7871
Alaska - Gulkana | Jun | F | Alaska - Gulkana-Jun | 45.8033 | 44.41 | 43.11 | 43.6533 | 44.2167 | 44.8 | 46.6767 | 48.5833 | 50.46 | 52.3067 | 54.1533 | 56.0067 | 57.09 | 58.25 | 59.3367 | 59.4 | 59.44 | 59.5033 | 57.8933 | 56.2833 | 54.74 | 52.2633 | 49.76 | 47.23
Alaska - Gulkana | Jul | G | Alaska - Gulkana-Jul | 52.6581 | 49.9677 | 46.1129 | 46.1516 | 46.2645 | 47.8774 | 50.2548 | 52.2871 | 54.9677 | 57.4903 | 59.5 | 61.6161 | 63.5097 | 65.1258 | 65.7065 | 66.0742 | 65.9355 | 65.4032 | 64.5903 | 62.9742 | 61.2419 | 59.5161 | 57.0258 | 53.1258
Alaska - Gulkana | Aug | H | Alaska - Gulkana-Aug | 45.9774 | 45.0355 | 45.8323 | 44.4032 | 44.1484 | 44.2871 | 46.3613 | 48.5194 | 50.9419 | 54.2935 | 56.6 | 58.5935 | 59.6452 | 60.6742 | 60.8226 | 61.0452 | 60.2968 | 58.6129 | 57.0452 | 55.0323 | 52.629 | 50.571 | 49.4516 | 48.171
Alaska - Gulkana | Sep | I | Alaska - Gulkana-Sep | 39.5133 | 39.1433 | 38.5333 | 38.1867 | 37.7467 | 37.47 | 37.4333 | 38.8967 | 40.9567 | 43.1367 | 45.7667 | 47.8333 | 48.81 | 49.9933 | 50.7133 | 51.1567 | 51.0767 | 50.0667 | 47.4533 | 44.6033 | 42.7533 | 41.7933 | 40.85 | 40.04
Alaska - Gulkana | Oct | J | Alaska - Gulkana-Oct | 26.1323 | 26.629 | 26.2774 | 26.1516 | 25.8194 | 25.5097 | 25.3226 | 25.4839 | 26.5258 | 27.8516 | 29.4065 | 31.5194 | 33.3484 | 34.3806 | 34.8645 | 34.4581 | 33.1839 | 30.9161 | 29.1968 | 27.9806 | 27.0452 | 26.6 | 26.1258 | 25.7742
Alaska - Gulkana | Nov | K | Alaska - Gulkana-Nov | 4.9933 | 4.6933 | 4.3633 | 4.39 | 4.42 | 4.42 | 3.93 | 3.46 | 3.0033 | 4.4833 | 5.9667 | 7.44 | 8.1233 | 8.7933 | 9.4667 | 8.4867 | 7.5467 | 6.57 | 5.7767 | 4.9967 | 4.22 | 4.15 | 4.05 | 3.9967
Alaska - Gulkana | Dec | L | Alaska - Gulkana-Dec | -3.2452 | -3.3065 | -3.7968 | -3.6484 | -3.7581 | -3.829 | -4.1355 | -3.9581 | -3.6419 | -3.5194 | -3.1355 | -1.6129 | 0.1129 | 0.50968 | 0.39355 | -0.62903 | -1.8194 | -2.5355 | -2.8968 | -3.4065 | -3.2516 | -3.4774 | -3.7065 | -3.7484
Alaska - King Salmon | Jan | A | Alaska - King Salmon-Jan | 16.1452 | 16.0806 | 15.9387 | 16.0742 | 16.1129 | 16.5484 | 16.3903 | 16.4581 | 16.4032 | 16.3129 | 17.0226 | 17.8871 | 18.6935 | 19.4742 | 20.2258 | 20 | 19.0839 | 18.1 | 17.9194 | 17.5419 | 17.3839 | 17.0194 | 16.9677 | 16.4548
Alaska - King Salmon | Feb | B | Alaska - King Salmon-Feb | 10.5536 | 10.2321 | 9.8286 | 9.8 | 9.8143 | 9.7929 | 9.8107 | 10 | 10.1607 | 11.0143 | 11.875 | 12.7429 | 14.1714 | 15.5786 | 16.9929 | 16.8643 | 16.7143 | 16.5929 | 15.5107 | 14.4321 | 13.3821 | 12.7857 | 12.1714 | 11.5679
Alaska - King Salmon | Mar | C | Alaska - King Salmon-Mar | 20.8323 | 19.8613 | 19.4065 | 18.7097 | 18.3258 | 17.9839 | 17.8516 | 17.6 | 18.9161 | 21.5 | 23.8806 | 26.7355 | 28.5935 | 29.8613 | 30.6129 | 30.8871 | 30.6774 | 29.8226 | 28.0742 | 25.8839 | 24.6097 | 23.5548 | 22.1161 | 21.6871
Alaska - King Salmon | Apr | D | Alaska - King Salmon-Apr | 27.3867 | 27.03 | 26.6333 | 26.34 | 26.09 | 25.8033 | 26.7833 | 27.7567 | 28.7433 | 30.8233 | 32.8433 | 34.92 | 35.6867 | 36.4267 | 37.2067 | 36.8433 | 36.5267 | 36.1767 | 34.5933 | 33.0267 | 31.47 | 30.1833 | 28.9367 | 27.6867
Alaska - King Salmon | May | E | Alaska - King Salmon-May | 36.8161 | 35.7742 | 34.9097 | 33.7968 | 33.6581 | 34.0161 | 35.8806 | 38.4742 | 40.3613 | 43.0774 | 45.0613 | 47.0581 | 48.5871 | 49.6484 | 50 | 49.8097 | 49.9323 | 49.5129 | 48.6516 | 47.0355 | 45.0097 | 42.0548 | 40.0097 | 38.6871
Alaska - King Salmon | Jun | F | Alaska - King Salmon-Jun | 45.5467 | 44.7733 | 43.8933 | 43.78 | 43.6333 | 43.4967 | 44.7133 | 45.9333 | 47.1833 | 49 | 50.8167 | 52.6167 | 53.9633 | 55.32 | 56.6667 | 56.4333 | 56.2167 | 55.9867 | 54.3633 | 52.8333 | 51.29 | 49.7167 | 48.1933 | 46.63
Alaska - King Salmon | Jul | G | Alaska - King Salmon-Jul | 50.2129 | 49.4065 | 47.1258 | 46.7419 | 46.4871 | 46.6839 | 47.5387 | 49.4806 | 51.329 | 53.4258 | 55.0742 | 56.6742 | 58.3613 | 59.9935 | 60.5 | 60.8935 | 60.8032 | 60.3452 | 59.3742 | 57.4065 | 55.3161 | 53.2129 | 51.2645 | 50.0903
Alaska - King Salmon | Aug | H | Alaska - King Salmon-Aug | 49.5194 | 48.8097 | 50.0774 | 49.5065 | 48.729 | 48.1452 | 48.2903 | 49.8097 | 51.6161 | 54.2581 | 55.9581 | 57.5129 | 58.9065 | 59.9968 | 60.8355 | 61.2516 | 60.529 | 60.1839 | 59.0452 | 57.6387 | 55.6903 | 53.9419 | 52.629 | 51.8097
Alaska - King Salmon | Sep | I | Alaska - King Salmon-Sep | 44.28 | 43.85 | 43.3933 | 43.1833 | 42.9867 | 42.7733 | 43.66 | 44.5033 | 45.3933 | 47.57 | 49.7033 | 51.88 | 52.5433 | 53.24 | 53.9133 | 53.5667 | 53.2433 | 52.89 | 51.0333 | 49.1967 | 47.3633 | 46.3033 | 45.3167 | 44.28
Alaska - King Salmon | Oct | J | Alaska - King Salmon-Oct | 31.7581 | 31.5581 | 31.2903 | 30.8194 | 30.671 | 30.4645 | 29.9548 | 29.829 | 30.4871 | 32.3129 | 34.4161 | 36.029 | 37.2968 | 38.2 | 38.6516 | 38.8129 | 38.2065 | 36.971 | 35.4258 | 34.2419 | 33.3484 | 32.6 | 32.0419 | 31.6548
Alaska - King Salmon | Nov | K | Alaska - King Salmon-Nov | 20.08 | 20.0167 | 19.9367 | 19.9433 | 19.9567 | 19.9567 | 20.0667 | 20.1367 | 20.2367 | 20.9533 | 21.6533 | 22.38 | 23.06 | 23.7233 | 24.39 | 23.8067 | 23.1767 | 22.5733 | 22.07 | 21.5567 | 21.04 | 20.67 | 20.28 | 19.9267
Alaska - King Salmon | Dec | L | Alaska - King Salmon-Dec | 16.4161 | 16.2516 | 16.1032 | 16.0323 | 15.9581 | 15.8806 | 15.8452 | 15.8516 | 15.8645 | 16.3806 | 16.8452 | 17.3742 | 18.0871 | 18.7548 | 19.4645 | 18.7323 | 18.0194 | 17.2806 | 16.9419 | 16.6484 | 16.3 | 16.1129 | 15.929 | 15.7452
Alaska - Kodiak | Jan | A | Alaska - Kodiak-Jan | 29.0516 | 28.9806 | 28.871 | 29.0032 | 29.1613 | 29.3065 | 29.329 | 29.3806 | 29.4129 | 30.0419 | 30.6484 | 31.2677 | 31.671 | 32.0742 | 32.4774 | 31.8935 | 31.3032 | 30.7194 | 30.5226 | 30.3065 | 30.1032 | 29.8677 | 29.6194 | 29.3742
Alaska - Kodiak | Feb | B | Alaska - Kodiak-Feb | 29.7571 | 30.0357 | 30.0893 | 29.8536 | 29.675 | 29.7893 | 30.0286 | 30.0893 | 29.8357 | 30.3107 | 31.6536 | 32.9357 | 33.4464 | 33.7429 | 33.6536 | 33.4286 | 32.7857 | 31.95 | 31.1179 | 30.8929 | 30.3393 | 30.4893 | 30.2393 | 29.875
Alaska - Kodiak | Mar | C | Alaska - Kodiak-Mar | 30.5323 | 30.2935 | 30.0226 | 29.9355 | 29.8677 | 29.7323 | 29.7 | 29.8097 | 30.9903 | 32.571 | 34.2065 | 35.0161 | 35.971 | 36.2516 | 36.4903 | 35.9742 | 35.4065 | 34.2935 | 32.5645 | 31.9032 | 31.3387 | 30.9452 | 31.0871 | 30.7194
Alaska - Kodiak | Apr | D | Alaska - Kodiak-Apr | 35.0433 | 34.8633 | 34.6933 | 34.4833 | 34.3167 | 34.12 | 35.1967 | 36.26 | 37.2933 | 38.52 | 39.7433 | 40.9667 | 41.27 | 41.5333 | 41.8467 | 41.46 | 41.11 | 40.7133 | 39.65 | 38.6 | 37.5233 | 36.8533 | 36.24 | 35.5667
Alaska - Kodiak | May | E | Alaska - Kodiak-May | 41.1226 | 40.9161 | 40.771 | 40.3355 | 40.229 | 40.7258 | 41.7 | 43.0806 | 44.1161 | 44.9387 | 46.129 | 46.5516 | 47.0581 | 46.8871 | 46.9871 | 46.4968 | 46.2419 | 45.4677 | 45.2065 | 44.4258 | 43.7774 | 42.9548 | 42.5581 | 41.9258
Alaska - Kodiak | Jun | F | Alaska - Kodiak-Jun | 47.7 | 47.1233 | 47.1533 | 46.88 | 46.8933 | 47.24 | 48.9833 | 49.6733 | 50.3233 | 50.7533 | 51.1533 | 51.7867 | 52.14 | 52.79 | 52.8333 | 52.6833 | 52.74 | 52.7667 | 51.97 | 51.3167 | 50.6233 | 49.7033 | 48.8267 | 48.04
Alaska - Kodiak | Jul | G | Alaska - Kodiak-Jul | 51.7839 | 51.3161 | 49.3452 | 48.7323 | 48.6935 | 48.8806 | 49.9742 | 51.3161 | 52.3806 | 53.5387 | 54.5 | 55.1645 | 55.9871 | 56.6645 | 57.229 | 57.2968 | 57.2903 | 57.0968 | 56.3258 | 55.7097 | 54.6129 | 53.0355 | 52.0355 | 51.0323
Alaska - Kodiak | Aug | H | Alaska - Kodiak-Aug | 48.5065 | 48.4806 | 50.0645 | 49.9774 | 49.7968 | 50.1452 | 50.9 | 52.8323 | 54.1161 | 55.3258 | 56.6968 | 57.3871 | 57.9581 | 58.3 | 58.7968 | 57.5484 | 57.8839 | 56.9677 | 55.6387 | 54.2355 | 52.729 | 51.5355 | 50.671 | 50.0903
Alaska - Kodiak | Sep | I | Alaska - Kodiak-Sep | 47.17 | 47.2733 | 46.88 | 46.9567 | 46.9233 | 46.8833 | 46.9567 | 48.0667 | 49.98 | 51.6867 | 52.6433 | 54.07 | 54.13 | 54.25 | 54.21 | 54.5167 | 53.6467 | 52.5133 | 51.0033 | 49.92 | 49.4167 | 48.4667 | 47.9933 | 47.3067
Alaska - Kodiak | Oct | J | Alaska - Kodiak-Oct | 38.271 | 38.029 | 37.7677 | 37.6226 | 37.4548 | 37.3 | 37.571 | 37.8484 | 38.1323 | 39.7161 | 41.2774 | 42.8774 | 43.229 | 43.5871 | 43.9548 | 42.6677 | 41.4258 | 40.1387 | 39.5032 | 38.9323 | 38.3452 | 38.1355 | 37.9194 | 37.6968
Alaska - Kodiak | Nov | K | Alaska - Kodiak-Nov | 32.2 | 32.0833 | 32.0267 | 32.0833 | 32.3533 | 32.5067 | 32.84 | 32.5267 | 32.7733 | 33.1233 | 34.0667 | 35.0033 | 35.5933 | 35.53 | 35.6767 | 35.4867 | 34.5967 | 34.46 | 34.3833 | 34.32 | 33.9333 | 33.51 | 33.0133 | 32.6033
Alaska - Kodiak | Dec | L | Alaska - Kodiak-Dec | 30.6742 | 30.7 | 30.2323 | 30.2806 | 30.1097 | 30.0516 | 30.1935 | 29.929 | 30.2871 | 30.9355 | 31.1355 | 33.1161 | 33.6032 | 34.0452 | 33.6548 | 32.1581 | 31.2581 | 30.9226 | 30.7742 | 30.871 | 30.8065 | 30.8774 | 31.0161 | 30.9548
Alaska - Kotzebue | Jan | A | Alaska - Kotzebue-Jan | -1.4484 | -1.0935 | -1.5355 | -1.7258 | -1.671 | -1.5194 | -1.3129 | -1.2839 | -1.0613 | -1.4032 | -1.5806 | -1.7226 | -1.4645 | -1.4774 | -1.0097 | -1.0774 | -1.5548 | -1.7065 | -1.929 | -2.071 | -2.3742 | -2.4806 | -2.3452 | -2.4452
Alaska - Kotzebue | Feb | B | Alaska - Kotzebue-Feb | -3.0821 | -3.1821 | -3.3286 | -3.3714 | -3.3679 | -3.3929 | -3.4679 | -3.4536 | -3.4714 | -3.1107 | -2.7857 | -2.4214 | -1.5571 | -0.675 | 0.19286 | -0.35357 | -0.925 | -1.4786 | -1.6857 | -1.8964 | -2.0893 | -2.2786 | -2.4786 | -2.6786
Alaska - Kotzebue | Mar | C | Alaska - Kotzebue-Mar | 1.2194 | 1.2839 | 1.2968 | 1.0452 | 0.76452 | 0.27097 | -0.083871 | -0.35806 | -0.083871 | 0.032258 | 1.2548 | 2.6581 | 4.2871 | 5.2387 | 5.8548 | 6.5 | 5.3645 | 4.7742 | 4.3484 | 3.7871 | 3.0065 | 2.4387 | 2.3452 | 1.7613
Alaska - Kotzebue | Apr | D | Alaska - Kotzebue-Apr | 9.3667 | 8.6667 | 8.3767 | 8.2567 | 7.8833 | 7.79 | 7.8067 | 8.8467 | 10.1933 | 12.0667 | 14.23 | 15.9567 | 17.46 | 18.23 | 19.41 | 19.95 | 20.11 | 19.2433 | 17.9133 | 16.1633 | 13.83 | 11.4667 | 10.55 | 9.84
Alaska - Kotzebue | May | E | Alaska - Kotzebue-May | 28.0419 | 27.3419 | 26.6194 | 26.6516 | 26.6774 | 26.7065 | 27.5065 | 28.2161 | 28.9677 | 30.0226 | 31.0613 | 32.1161 | 32.8484 | 33.5419 | 34.2645 | 34.1806 | 34.1161 | 34.0419 | 33.4613 | 32.9 | 32.3742 | 31.3774 | 30.3935 | 29.4161
Alaska - Kotzebue | Jun | F | Alaska - Kotzebue-Jun | 41.51 | 41.4333 | 41.0267 | 40.8133 | 40.5033 | 41.4633 | 41.16 | 41.98 | 41.67 | 42.3933 | 42.7333 | 43.61 | 44.2333 | 43.63 | 43.74 | 43.94 | 44.43 | 44.5333 | 43.79 | 43.7233 | 43.1633 | 42.97 | 42.64 | 42.37
Alaska - Kotzebue | Jul | G | Alaska - Kotzebue-Jul | 54.5355 | 53.7323 | 51.2613 | 50.8774 | 50.4903 | 50.1355 | 50.7935 | 51.4516 | 52.1419 | 52.7839 | 53.3968 | 54.0355 | 54.5774 | 55.0839 | 55.6226 | 55.8774 | 56.129 | 56.3774 | 56.3258 | 56.2871 | 56.229 | 55.3581 | 54.5677 | 53.7258
Alaska - Kotzebue | Aug | H | Alaska - Kotzebue-Aug | 48.8677 | 48.3226 | 49.4516 | 49.0903 | 48.8161 | 48.9226 | 49.0032 | 49.5742 | 50.1968 | 51.1839 | 52.4968 | 53.1935 | 53.6452 | 54.1677 | 54.0935 | 53.971 | 54.2129 | 54.0968 | 53.8613 | 53.0097 | 52.5452 | 52.0032 | 51.2355 | 50.8
Alaska - Kotzebue | Sep | I | Alaska - Kotzebue-Sep | 41.3967 | 41.0167 | 40.6067 | 40.4533 | 40.3 | 40.1267 | 40.4033 | 40.6567 | 40.9233 | 41.8867 | 42.8133 | 43.7667 | 44.4 | 45.0133 | 45.66 | 45.7167 | 45.7767 | 45.86 | 45.04 | 44.34 | 43.5533 | 42.83 | 42.1967 | 41.5067
Alaska - Kotzebue | Oct | J | Alaska - Kotzebue-Oct | 23.1097 | 22.5645 | 22.4258 | 22.1871 | 22.6355 | 22.2419 | 22.1323 | 22.0355 | 22.1968 | 22.1806 | 22.8129 | 24.0935 | 25.2355 | 26.2839 | 26.8742 | 27.2806 | 26.8 | 26.1484 | 25.1065 | 24.5677 | 24.029 | 23.3548 | 23.1548 | 22.7774
Alaska - Kotzebue | Nov | K | Alaska - Kotzebue-Nov | 7.37 | 7.1367 | 7.05 | 6.88 | 6.8733 | 7.04 | 7.1833 | 6.7133 | 6.5167 | 6.6167 | 6.6333 | 7.05 | 7.86 | 7.7767 | 7.7167 | 7.3033 | 7.18 | 7.0967 | 7.1667 | 7.56 | 7.34 | 7.19 | 7 | 6.8867
Alaska - Kotzebue | Dec | L | Alaska - Kotzebue-Dec | -1.9129 | -2.3839 | -2.2032 | -2.1 | -2.2903 | -2.1 | -2.1161 | -2.6 | -2.2452 | -2.4323 | -1.9097 | -1.6226 | -1.5742 | -1.4903 | -1.4194 | -1.4194 | -1.1806 | -0.92258 | -1.071 | -0.78387 | -0.41935 | -0.45484 | -0.82258 | -0.89355
Alaska - McGrath | Jan | A | Alaska - McGrath-Jan | -3.8903 | -4.2129 | -4.1871 | -4.3065 | -4.7806 | -4.5032 | -4.7645 | -4.9065 | -5.671 | -5.9194 | -5.5742 | -3.9613 | -1.9742 | -0.14839 | 0.69355 | 0.56129 | -0.7 | -1.8032 | -2.5484 | -3.5742 | -3.5968 | -4.3935 | -4.8161 | -5.3968
Alaska - McGrath | Feb | B | Alaska - McGrath-Feb | -5.3964 | -5.9107 | -6.4357 | -7.1464 | -7.8857 | -8.6286 | -8.9179 | -9.1143 | -9.2964 | -7.0143 | -4.8107 | -2.5321 | -0.48929 | 1.4964 | 3.5393 | 3.6036 | 3.6464 | 3.7071 | 2.1036 | 0.43929 | -1.1536 | -2.0571 | -3.0071 | -3.8929
Alaska - McGrath | Mar | C | Alaska - McGrath-Mar | 5.0871 | 3.6258 | 2.1419 | 0.92581 | -0.31613 | -1.5419 | -1.2742 | -0.86774 | -0.45161 | 3.6903 | 7.8387 | 11.9903 | 13.6806 | 15.4032 | 17.1032 | 17.5419 | 17.9645 | 18.4065 | 16.5613 | 14.7516 | 12.9484 | 10.8387 | 8.7581 | 6.7161
Alaska - McGrath | Apr | D | Alaska - McGrath-Apr | 25.0967 | 23.71 | 22.2467 | 21.3067 | 20.34 | 19.3533 | 20.8833 | 22.4767 | 24.05 | 26.88 | 29.7167 | 32.5433 | 34.0567 | 35.5433 | 37.05 | 37.1667 | 37.2767 | 37.38 | 35.9467 | 34.46 | 33.0467 | 31 | 29.08 | 27.1733
Alaska - McGrath | May | E | Alaska - McGrath-May | 41.329 | 39.6677 | 38.0484 | 37.5161 | 37.0161 | 36.4903 | 38.1548 | 39.8355 | 41.529 | 43.4258 | 45.2774 | 47.1548 | 48.4484 | 49.7548 | 51.0194 | 51.4452 | 51.8613 | 52.2839 | 51.2516 | 50.2742 | 49.2742 | 47.2645 | 45.2806 | 43.2742
Alaska - McGrath | Jun | F | Alaska - McGrath-Jun | 51.3167 | 49.7 | 48.0967 | 47.8767 | 47.7 | 47.4733 | 49.4933 | 51.5567 | 53.59 | 55.82 | 58.0067 | 60.2433 | 61.2733 | 62.36 | 63.4 | 63.3767 | 63.3367 | 63.3233 | 62.3133 | 61.33 | 60.3433 | 57.9067 | 55.5433 | 53.1567
Alaska - McGrath | Jul | G | Alaska - McGrath-Jul | 57.1129 | 55.9806 | 53.2226 | 52.8645 | 52.529 | 52.1452 | 53.7968 | 55.4323 | 57.1065 | 58.9097 | 60.7097 | 62.5129 | 63.4452 | 64.3548 | 65.2903 | 65.2129 | 65.129 | 65.0516 | 63.9935 | 62.9806 | 61.9323 | 60.1323 | 58.3774 | 56.6226
Alaska - McGrath | Aug | H | Alaska - McGrath-Aug | 46.1387 | 45.2806 | 45.9581 | 45.371 | 44.8097 | 44.2065 | 45.5871 | 46.9548 | 48.3516 | 50.429 | 52.4806 | 54.5742 | 55.4806 | 56.3871 | 57.3 | 57.4677 | 57.6129 | 57.7774 | 56.2903 | 54.8129 | 53.3806 | 51.7097 | 50.0645 | 48.4387
Alaska - McGrath | Sep | I | Alaska - McGrath-Sep | 41.47 | 40.6967 | 39.8667 | 39.3433 | 38.84 | 38.31 | 39.0233 | 39.7133 | 40.4667 | 43.18 | 45.8767 | 48.6067 | 49.97 | 51.31 | 52.67 | 52.3367 | 51.9967 | 51.6567 | 49.71 | 47.8033 | 45.8733 | 44.6867 | 43.49 | 42.28
Alaska - McGrath | Oct | J | Alaska - McGrath-Oct | 22.9613 | 22.5581 | 22.0323 | 21.8484 | 21.7032 | 21.6742 | 21.4581 | 21.2742 | 21.1774 | 22.2194 | 24.0677 | 25.6387 | 27.1226 | 28.3839 | 29.3774 | 29.6355 | 29.1032 | 27.9032 | 26.3613 | 25.5774 | 24.8387 | 23.9968 | 23.1903 | 22.4968
Alaska - McGrath | Nov | K | Alaska - McGrath-Nov | 6.5467 | 6.48 | 6.35 | 6.19 | 5.8933 | 5.48 | 4.4533 | 4.1867 | 4.04 | 3.8533 | 5.2233 | 6.89 | 8.3933 | 10.5 | 11.16 | 10.4033 | 9.59 | 8.6233 | 7.7433 | 7.51 | 6.7067 | 6.4533 | 5.9767 | 5.8733
Alaska - McGrath | Dec | L | Alaska - McGrath-Dec | -7.1871 | -6.9742 | -6.8 | -6.5677 | -6.3839 | -6.1516 | -6.1097 | -6.0548 | -6 | -5.5 | -4.9613 | -4.4548 | -3.6613 | -2.8581 | -2.0581 | -2.7194 | -3.3742 | -4.0419 | -4.3871 | -4.7968 | -5.1613 | -5.4065 | -5.629 | -5.8613
Alaska - Nome | Jan | A | Alaska - Nome-Jan | 14.2935 | 13.6065 | 13.3226 | 13.1903 | 13.6645 | 13.4387 | 13.371 | 13.9258 | 14.4968 | 13.9581 | 14.7452 | 14.5032 | 15.6032 | 15.7226 | 15.3839 | 15.229 | 14.8032 | 14.7032 | 14.6742 | 14.1903 | 14.2645 | 14.6226 | 13.7032 | 13.2774
Alaska - Nome | Feb | B | Alaska - Nome-Feb | 7.7393 | 8.15 | 7.6393 | 7.5714 | 7.4536 | 7.2214 | 7.2321 | 7.2036 | 6.8536 | 6.7679 | 7.6536 | 8.1893 | 9.2679 | 10.375 | 10.55 | 10.375 | 10.0893 | 9.0607 | 7.9536 | 7.4321 | 7.1679 | 7.1286 | 7.775 | 7.5286
Alaska - Nome | Mar | C | Alaska - Nome-Mar | 6.7 | 5.9452 | 5.671 | 5.0677 | 5.0226 | 4.4194 | 4.1032 | 4.4742 | 4.7645 | 5.6258 | 7.5194 | 9.071 | 10.4323 | 11.5871 | 12.5387 | 12.7903 | 12.6935 | 12.0548 | 11.0129 | 9.7645 | 9.1774 | 8.7742 | 8.0839 | 7.7097
Alaska - Nome | Apr | D | Alaska - Nome-Apr | 15.8767 | 15.9733 | 15.4567 | 15.2233 | 14.8067 | 15.2467 | 15.0067 | 16.0533 | 17.2067 | 19.5633 | 21.5733 | 22.6533 | 23.8267 | 24.13 | 24.0467 | 24.32 | 24.19 | 23.4567 | 22.8667 | 21.4333 | 20.2267 | 18.31 | 17.06 | 16.0367
Alaska - Nome | May | E | Alaska - Nome-May | 32.6839 | 32.2613 | 31.829 | 31.8129 | 31.7677 | 31.7548 | 32.871 | 34.0419 | 35.2065 | 35.8484 | 36.4645 | 37.1097 | 37.5097 | 37.8548 | 38.2613 | 38.371 | 38.5 | 38.6161 | 38.3903 | 38.2581 | 38.0484 | 36.6935 | 35.4129 | 34.0645
Alaska - Nome | Jun | F | Alaska - Nome-Jun | 44.25 | 43.2867 | 42.3767 | 42.3767 | 42.3933 | 42.38 | 43.5133 | 44.65 | 45.8 | 46.6633 | 47.54 | 48.3967 | 48.58 | 48.8 | 49.0067 | 49.5967 | 50.13 | 50.7033 | 50.1533 | 49.59 | 49.0267 | 47.7867 | 46.6267 | 45.4167
Alaska - Nome | Jul | G | Alaska - Nome-Jul | 50.5194 | 49.7677 | 47.3258 | 47.329 | 47.3355 | 47.3645 | 48.5032 | 49.6323 | 50.7871 | 51.7129 | 52.5968 | 53.5129 | 53.8548 | 54.1516 | 54.4677 | 54.4677 | 54.4742 | 54.471 | 54.0355 | 53.6387 | 53.1903 | 52.0452 | 50.9355 | 49.8323
Alaska - Nome | Aug | H | Alaska - Nome-Aug | 47.1355 | 46.471 | 47.4871 | 47.0194 | 46.5097 | 45.9903 | 47.4226 | 48.8613 | 50.329 | 51.371 | 52.429 | 53.4806 | 53.7774 | 54.071 | 54.3806 | 54.4097 | 54.4419 | 54.4871 | 53.9903 | 53.5194 | 53.0935 | 51.6806 | 50.3581 | 48.9871
Alaska - Nome | Sep | I | Alaska - Nome-Sep | 38.4367 | 38.2933 | 37.92 | 37.61 | 37.4133 | 37.1767 | 37.0267 | 37.2233 | 38.5167 | 40.7367 | 42.7333 | 43.85 | 44.54 | 45.0233 | 45.16 | 45.39 | 45.2667 | 45.2267 | 44.0767 | 42.34 | 40.4633 | 39.1033 | 38.6467 | 38.27
Alaska - Nome | Oct | J | Alaska - Nome-Oct | 25.2194 | 24.9194 | 24.5677 | 24.6774 | 24.8129 | 24.9194 | 24.8516 | 24.7742 | 24.7161 | 25.7129 | 26.6903 | 27.6935 | 28.3968 | 29.0387 | 29.7548 | 29.0968 | 28.4387 | 27.7935 | 26.9774 | 26.1613 | 25.3548 | 25.2097 | 25.0548 | 24.9194
Alaska - Nome | Nov | K | Alaska - Nome-Nov | 16.1933 | 16.0767 | 15.95 | 15.6967 | 15.48 | 15.2433 | 15.2733 | 15.2367 | 15.16 | 15.7367 | 16.3367 | 16.9133 | 17.07 | 17.23 | 17.4067 | 16.6867 | 15.9867 | 15.27 | 15.4567 | 15.6033 | 15.8133 | 15.79 | 15.8133 | 15.7633
Alaska - Nome | Dec | L | Alaska - Nome-Dec | 6.2355 | 5.9871 | 5.7161 | 5.4355 | 5.1323 | 4.8419 | 5.1548 | 5.429 | 5.7129 | 5.9161 | 6.1419 | 6.3548 | 6.4613 | 6.5484 | 6.6387 | 6.2323 | 5.7903 | 5.3839 | 5.6161 | 5.8774 | 6.1129 | 6.0484 | 6.0097 | 5.9516
Alaska - St Paul Island | Jan | A | Alaska - St Paul Island-Jan | 28.1129 | 28.1065 | 28.2194 | 28.6613 | 28.829 | 28.8516 | 28.5677 | 28.9161 | 28.7903 | 28.5258 | 28.5871 | 28.8548 | 29.7839 | 30.1935 | 30.5968 | 30.3645 | 29.9129 | 28.7355 | 27.5968 | 27.6677 | 27.5226 | 27.4032 | 27.8129 | 28.229
Alaska - St Paul Island | Feb | B | Alaska - St Paul Island-Feb | 21.2464 | 21.2643 | 21.2179 | 21.025 | 20.8214 | 20.7607 | 21.1821 | 21.0679 | 21.2857 | 21.4857 | 22.3071 | 22.7357 | 23.3143 | 23.4607 | 23.5607 | 23.5464 | 23.2393 | 22.7964 | 21.9071 | 21.7571 | 21.5393 | 21.2821 | 21.1464 | 21.1393
Alaska - St Paul Island | Mar | C | Alaska - St Paul Island-Mar | 24.9806 | 24.8129 | 24.9484 | 25.1129 | 25.2613 | 25.2161 | 25.1742 | 25.1097 | 25.529 | 25.8871 | 26.3194 | 26.4968 | 26.6452 | 26.8452 | 26.729 | 26.6419 | 26.5548 | 26.2 | 25.8742 | 25.5387 | 25.429 | 25.4032 | 25.3194 | 25.1226
Alaska - St Paul Island | Apr | D | Alaska - St Paul Island-Apr | 28.9067 | 28.7467 | 28.7767 | 28.8133 | 28.8367 | 29.18 | 29.5167 | 29.85 | 30.5067 | 31.12 | 31.7833 | 32.1467 | 32.4567 | 32.8267 | 32.5867 | 32.4067 | 32.1833 | 31.7867 | 31.3733 | 30.9633 | 30.3767 | 29.85 | 29.2733 | 29.1067
Alaska - St Paul Island | May | E | Alaska - St Paul Island-May | 32.3548 | 32.2065 | 32.1548 | 32.0903 | 32.029 | 32.4484 | 32.8 | 33.2677 | 33.9387 | 34.5 | 35.1742 | 35.7387 | 36.3 | 36.8613 | 36.7065 | 36.5452 | 36.3871 | 35.7839 | 35.1903 | 34.5839 | 33.971 | 33.4677 | 32.8774 | 32.7355
Alaska - St Paul Island | Jun | F | Alaska - St Paul Island-Jun | 37.3433 | 37.0733 | 37.0467 | 37.0233 | 36.9833 | 37.5933 | 38.17 | 38.7533 | 39.5 | 40.1467 | 40.8733 | 41.3167 | 41.6867 | 42.15 | 42.1533 | 42.19 | 42.21 | 41.5467 | 40.9367 | 40.28 | 39.4967 | 38.7367 | 37.9533 | 37.7167
Alaska - St Paul Island | Jul | G | Alaska - St Paul Island-Jul | 45.3677 | 45.2645 | 43.5839 | 43.4419 | 43.3 | 43.7419 | 44.1484 | 44.6194 | 45.1226 | 45.5484 | 46.0581 | 46.4484 | 46.7903 | 47.1806 | 47.1903 | 47.2194 | 47.2129 | 46.6226 | 46.0903 | 45.4935 | 45.0677 | 44.6774 | 44.2871 | 44.1581
Alaska - St Paul Island | Aug | H | Alaska - St Paul Island-Aug | 43.9258 | 43.7968 | 45.3806 | 45.429 | 45.4935 | 45.7032 | 45.8839 | 46.0677 | 46.6 | 47.0419 | 47.5419 | 47.8097 | 48.0161 | 48.2548 | 48.0129 | 47.8226 | 47.5419 | 47.1387 | 46.7548 | 46.3355 | 46.0839 | 45.8871 | 45.629 | 45.5129
Alaska - St Paul Island | Sep | I | Alaska - St Paul Island-Sep | 43.8033 | 43.83 | 43.72 | 43.6133 | 43.5067 | 43.63 | 43.75 | 43.8567 | 44.6933 | 45.5033 | 46.3167 | 46.62 | 46.8167 | 47.0833 | 46.91 | 46.8 | 46.6 | 45.88 | 45.2033 | 44.4433 | 44.0967 | 43.74 | 43.4133 | 43.41
Alaska - St Paul Island | Oct | J | Alaska - St Paul Island-Oct | 37.5387 | 37.4968 | 37.529 | 37.5452 | 37.5806 | 37.4806 | 37.3774 | 37.2935 | 37.9452 | 38.5387 | 39.1871 | 39.4903 | 39.7419 | 40.029 | 39.8613 | 39.7161 | 39.5484 | 38.871 | 38.2226 | 37.5774 | 37.5742 | 37.5871 | 37.5871 | 37.5839
Alaska - St Paul Island | Nov | K | Alaska - St Paul Island-Nov | 31.9 | 32.0667 | 31.9367 | 31.9967 | 32.1767 | 32.1533 | 31.6367 | 31.5333 | 31.6233 | 32.1767 | 32.7167 | 32.9367 | 33.29 | 33.1567 | 33.1567 | 33.1833 | 32.7367 | 32.2533 | 32.0667 | 32.0967 | 31.91 | 31.6033 | 31.7267 | 31.8667
Alaska - St Paul Island | Dec | L | Alaska - St Paul Island-Dec | 28.2839 | 28.1226 | 28.1613 | 28.2097 | 28.271 | 28.2226 | 28.2097 | 28.1839 | 28.3613 | 28.5548 | 28.7516 | 28.9742 | 29.1677 | 29.4 | 29.1387 | 28.9065 | 28.6516 | 28.5613 | 28.4903 | 28.4097 | 28.4032 | 28.4613 | 28.4903 | 28.3226
Alaska - Talkeetna | Jan | A | Alaska - Talkeetna-Jan | 11.2258 | 10.9323 | 10.8387 | 10.0516 | 9.5258 | 9.371 | 9.1839 | 9.2806 | 9.4774 | 8.771 | 9.5613 | 12.1484 | 14.5355 | 15.5806 | 15.771 | 14.1258 | 13.0032 | 11.8323 | 11.429 | 11.0935 | 10.0613 | 9.7548 | 9.9419 | 10.3548
Alaska - Talkeetna | Feb | B | Alaska - Talkeetna-Feb | 12.5036 | 11.8786 | 11.6429 | 11.1643 | 10.9464 | 10.5357 | 10.7214 | 10.3107 | 10.4821 | 11.6321 | 16.0214 | 19.3286 | 21.2214 | 22.7607 | 23.6821 | 22.6643 | 21.6607 | 19.7714 | 17.5571 | 15.6679 | 14.975 | 14.3893 | 13.9107 | 13.2107
Alaska - Talkeetna | Mar | C | Alaska - Talkeetna-Mar | 19.1516 | 18.2097 | 17.2419 | 16.8032 | 16.3806 | 15.9645 | 16.7516 | 17.5774 | 18.371 | 22.4355 | 26.4935 | 30.5419 | 31.7548 | 33.0065 | 34.2161 | 33.9613 | 33.7097 | 33.4484 | 30.7323 | 28.0806 | 25.4484 | 23.7161 | 21.9645 | 20.2355
Alaska - Talkeetna | Apr | D | Alaska - Talkeetna-Apr | 22.9833 | 22.9767 | 22.76 | 21.99 | 21.56 | 21.2933 | 22.3733 | 25.9233 | 29.1233 | 31.25 | 33.2967 | 35.12 | 37.0933 | 37.8633 | 38.8867 | 38.7967 | 38.0967 | 37.27 | 36.3133 | 33.8633 | 30.35 | 28.0933 | 25.95 | 24.28
Alaska - Talkeetna | May | E | Alaska - Talkeetna-May | 38.6968 | 37.7452 | 36.771 | 37.2452 | 37.6742 | 38.129 | 40.8355 | 43.5387 | 46.2548 | 47.8226 | 49.3516 | 50.9194 | 51.971 | 52.9968 | 54.0516 | 53.8645 | 53.671 | 53.4774 | 51.6806 | 49.9032 | 48.1387 | 45.471 | 42.8548 | 40.271
Alaska - Talkeetna | Jun | F | Alaska - Talkeetna-Jun | 49.49 | 48.1367 | 46.6933 | 47.03 | 47.4433 | 47.8267 | 49.5767 | 51.2733 | 52.9933 | 54.9133 | 56.9 | 58.84 | 59.6433 | 60.4867 | 61.2967 | 60.95 | 60.6133 | 60.27 | 59.1 | 57.9867 | 56.8767 | 54.94 | 53.0567 | 51.0967
Alaska - Talkeetna | Jul | G | Alaska - Talkeetna-Jul | 55.8 | 54.4968 | 52.0516 | 51.0903 | 51.5806 | 52.4968 | 53.5097 | 54.8419 | 56.271 | 58.3742 | 59.6484 | 61.2774 | 63.071 | 64.5903 | 65.4097 | 65.1258 | 64.5484 | 63.9065 | 63.2935 | 62.3387 | 61.329 | 59.3226 | 57.1032 | 55.5065
Alaska - Talkeetna | Aug | H | Alaska - Talkeetna-Aug | 49.0065 | 48.5194 | 49.7032 | 49.1452 | 48.6581 | 48.1 | 49.6903 | 51.2323 | 52.8258 | 55.0258 | 57.2581 | 59.4484 | 60.3387 | 61.1097 | 61.9871 | 62.3484 | 62.6774 | 63.0516 | 60.7774 | 58.529 | 56.2903 | 54.5 | 52.7 | 50.9129
Alaska - Talkeetna | Sep | I | Alaska - Talkeetna-Sep | 40.2733 | 39.87 | 39.4433 | 39.13 | 38.8467 | 38.5533 | 39.95 | 41.3 | 42.71 | 45.47 | 48.22 | 51.0033 | 52.2233 | 53.4267 | 54.66 | 53.95 | 53.2167 | 52.5267 | 49.42 | 46.4 | 43.43 | 42.3467 | 41.33 | 40.29
Alaska - Talkeetna | Oct | J | Alaska - Talkeetna-Oct | 27.4968 | 27.0452 | 26.5839 | 26.4194 | 26.3097 | 26.1581 | 26.6161 | 27.0774 | 27.5194 | 29.9484 | 32.3806 | 34.8161 | 36.1516 | 37.5419 | 38.8645 | 37.7161 | 36.5581 | 35.4226 | 33.6452 | 31.8484 | 30.071 | 29.2677 | 28.4387 | 27.6161
Alaska - Talkeetna | Nov | K | Alaska - Talkeetna-Nov | 18.0267 | 17.3633 | 16.68 | 16.6133 | 16.7067 | 16.4267 | 15.8767 | 15.0333 | 14.63 | 16.2633 | 18.4667 | 20.9333 | 22.5867 | 23.2667 | 24.0133 | 22.9367 | 21.8167 | 21.09 | 20.6633 | 20.1767 | 20.24 | 19.7667 | 18.9167 | 18.7667
Alaska - Talkeetna | Dec | L | Alaska - Talkeetna-Dec | 11.2129 | 11.0452 | 10.929 | 11.1323 | 11.1065 | 10.9484 | 10.929 | 10.8452 | 11.2613 | 10.9774 | 11.3258 | 12.2323 | 13.1806 | 14.0355 | 14.2355 | 13.2258 | 12.9065 | 12.7097 | 12.1935 | 11.8516 | 11.2903 | 11.0032 | 10.6806 | 10.4774
Alaska - Yakutat | Jan | A | Alaska - Yakutat-Jan | 24.1226 | 23.9226 | 23.7032 | 23.5484 | 23.4129 | 23.2516 | 23.3419 | 23.429 | 23.5194 | 24.5161 | 25.5258 | 26.5161 | 26.6258 | 26.7194 | 26.8387 | 25.8032 | 24.7677 | 23.7419 | 23.6355 | 23.5161 | 23.3839 | 23.6548 | 23.9645 | 24.2613
Alaska - Yakutat | Feb | B | Alaska - Yakutat-Feb | 24.6786 | 24.4929 | 24.3036 | 23.9929 | 23.6286 | 23.3071 | 23.0214 | 22.7107 | 22.4286 | 24.4393 | 26.45 | 28.4607 | 29.1143 | 29.7714 | 30.4143 | 29.275 | 28.1107 | 26.9643 | 26 | 25.0536 | 24.1607 | 24.0071 | 23.8857 | 23.7714
Alaska - Yakutat | Mar | C | Alaska - Yakutat-Mar | 27.4129 | 26.9903 | 26.1806 | 25.8742 | 25.5935 | 25.6839 | 25.6161 | 26.7968 | 28.8742 | 31.8548 | 33.9516 | 35.171 | 35.7452 | 35.9839 | 35.9194 | 35.5839 | 35.1581 | 34.229 | 32.4355 | 30.9097 | 30.5097 | 29.729 | 29.129 | 28.3161
Alaska - Yakutat | Apr | D | Alaska - Yakutat-Apr | 31.6 | 31.04 | 30.4667 | 30.2833 | 30.0967 | 29.8767 | 32.5 | 35.1767 | 37.8033 | 38.91 | 40.0167 | 41.1167 | 41.5333 | 41.9133 | 42.33 | 41.7 | 41.1 | 40.4633 | 38.63 | 36.8133 | 35 | 34.1867 | 33.3967 | 32.6133
Alaska - Yakutat | May | E | Alaska - Yakutat-May | 39.3387 | 38.8742 | 38.3806 | 39.2194 | 40.0355 | 40.8742 | 42.6097 | 44.3355 | 46.0742 | 46.6129 | 47.1194 | 47.6645 | 48.0581 | 48.3968 | 48.7839 | 48.4613 | 48.2097 | 47.8903 | 46.4032 | 44.9065 | 43.4194 | 42.2452 | 41.0839 | 39.9226
Alaska - Yakutat | Jun | F | Alaska - Yakutat-Jun | 44.8067 | 44.14 | 43.4167 | 44.19 | 44.9033 | 45.6767 | 47.5 | 49.2967 | 51.1133 | 51.7833 | 52.47 | 53.1433 | 53.4767 | 53.81 | 54.1667 | 53.4367 | 52.7067 | 51.97 | 50.9667 | 50.03 | 49.04 | 47.9767 | 46.9767 | 45.91
Alaska - Yakutat | Jul | G | Alaska - Yakutat-Jul | 51.4871 | 51.0806 | 49.2806 | 49.0161 | 49.6935 | 51.0129 | 52.4355 | 53.8419 | 55.0548 | 56.1516 | 56.8355 | 56.9806 | 57.6839 | 57.8355 | 57.7065 | 57.3484 | 56.9968 | 56.2742 | 55.6484 | 54.2968 | 53.0484 | 52.1355 | 51.4355 | 50.5355
Alaska - Yakutat | Aug | H | Alaska - Yakutat-Aug | 46.1097 | 45.8 | 47.1 | 47.1194 | 47.1129 | 47.1323 | 49.3129 | 51.4742 | 53.6613 | 54.4226 | 55.0935 | 55.8484 | 55.8226 | 55.7484 | 55.7032 | 55.2871 | 54.8839 | 54.4774 | 53.2194 | 52.029 | 50.7839 | 49.7806 | 48.8323 | 47.8355
Alaska - Yakutat | Sep | I | Alaska - Yakutat-Sep | 44.9733 | 44.5567 | 44.1333 | 43.9567 | 43.8067 | 43.6433 | 45.34 | 47.03 | 48.7267 | 50.0467 | 51.3367 | 52.6633 | 52.85 | 53.0267 | 53.2233 | 52.3967 | 51.6067 | 50.7867 | 49.3533 | 47.9967 | 46.6267 | 46.1533 | 45.69 | 45.24
Alaska - Yakutat | Oct | J | Alaska - Yakutat-Oct | 37.6839 | 37.5161 | 37.3484 | 37.3387 | 37.3548 | 37.3387 | 37.9774 | 38.6258 | 39.2548 | 40.9935 | 42.7161 | 44.4677 | 44.6387 | 44.8129 | 45.0065 | 43.4645 | 41.9968 | 40.4581 | 39.7065 | 38.9903 | 38.2323 | 37.9323 | 37.6548 | 37.3516
Alaska - Yakutat | Nov | K | Alaska - Yakutat-Nov | 29.5133 | 29.6 | 29.7 | 29.8433 | 29.9833 | 30.15 | 30.2767 | 30.3833 | 30.47 | 31.4533 | 32.3833 | 33.3667 | 33.79 | 34.2433 | 34.6633 | 33.5267 | 32.35 | 31.1833 | 30.84 | 30.5167 | 30.1267 | 29.99 | 29.8867 | 29.6933
Alaska - Yakutat | Dec | L | Alaska - Yakutat-Dec | 27.171 | 27.029 | 26.9194 | 26.8194 | 26.7226 | 26.6613 | 26.4581 | 26.2355 | 25.9935 | 27.1903 | 28.3355 | 29.5258 | 29.5645 | 29.629 | 29.6677 | 28.9581 | 28.2484 | 27.5452 | 27.2258 | 26.8903 | 26.5774 | 26.4419 | 26.3548 | 26.2161
Arizona - Flagstaff | Jan | A | Arizona - Flagstaff-Jan | 22.8581 | 22.3903 | 22.1677 | 22.0065 | 21.7806 | 21.6516 | 21.5194 | 21.3935 | 26.0645 | 30.7129 | 35.3871 | 36.8194 | 38.2387 | 39.6742 | 38.7452 | 37.8323 | 36.9 | 33.6355 | 30.3419 | 27.0677 | 26.0581 | 25.0677 | 24.0806 | 23.5903
Arizona - Flagstaff | Feb | B | Arizona - Flagstaff-Feb | 22.6929 | 22.0929 | 21.5321 | 20.9393 | 20.35 | 20.2786 | 20.2143 | 20.1714 | 25.4036 | 30.6107 | 35.8571 | 36.9821 | 38.0929 | 39.2143 | 38.9464 | 38.675 | 38.4036 | 35.0357 | 31.6464 | 28.2893 | 26.8857 | 25.5 | 24.1607 | 23.6036
Arizona - Flagstaff | Mar | C | Arizona - Flagstaff-Mar | 27.7645 | 27.1 | 26.3355 | 25.5355 | 24.7516 | 26.7548 | 28.8161 | 30.8097 | 34.5484 | 38.3 | 42.0194 | 43.3839 | 44.7452 | 46.1 | 45.8097 | 45.5065 | 45.2194 | 41.6419 | 38.0161 | 34.4548 | 32.6355 | 30.8484 | 29.0742 | 28.4323
Arizona - Flagstaff | Apr | D | Arizona - Flagstaff-Apr | 34.5 | 33.46 | 32.4533 | 31.4233 | 30.4 | 34.2733 | 38.0833 | 41.9333 | 44.9233 | 47.9267 | 50.9167 | 52.14 | 53.3433 | 54.57 | 54.27 | 53.98 | 53.67 | 50.0733 | 46.4267 | 42.78 | 40.7067 | 38.6267 | 36.5533 | 35.44
Arizona - Flagstaff | May | E | Arizona - Flagstaff-May | 38.3968 | 36.7452 | 35.8581 | 34.9839 | 34.0839 | 39.9419 | 45.8 | 51.7355 | 54.1806 | 56.6323 | 59.0742 | 60.3484 | 61.629 | 62.8935 | 62.4613 | 62.071 | 61.6323 | 58.3194 | 54.9677 | 51.671 | 48.5032 | 45.3194 | 42.1677 | 40.5548
Arizona - Flagstaff | Jun | F | Arizona - Flagstaff-Jun | 49.91 | 48.0267 | 46.7533 | 45.4633 | 44.1767 | 50.7933 | 57.3633 | 64.01 | 66.7767 | 69.56 | 72.3367 | 73.2667 | 74.2033 | 75.1267 | 74.7833 | 74.4333 | 74.0833 | 70.4333 | 66.7367 | 63.04 | 59.9267 | 56.8533 | 53.8267 | 51.9433
Arizona - Flagstaff | Jul | G | Arizona - Flagstaff-Jul | 57.9161 | 56.8355 | 54.2774 | 53.5516 | 52.7871 | 57.1903 | 61.6903 | 66.1258 | 69.2355 | 72.2903 | 75.4097 | 75.2516 | 75.1387 | 74.9871 | 74.771 | 74.5516 | 74.3161 | 71.3097 | 68.271 | 65.2548 | 62.9484 | 60.6355 | 58.3323 | 57.2516
Arizona - Flagstaff | Aug | H | Arizona - Flagstaff-Aug | 53.0516 | 51.6839 | 52.3 | 51.3871 | 50.9258 | 50.6968 | 54.6968 | 61.9161 | 67.0903 | 69.7355 | 71.8387 | 73.029 | 71.9742 | 72.5935 | 71.9419 | 71.129 | 69.5387 | 68.4226 | 65.1484 | 61.8968 | 60.1742 | 57.9677 | 57.1871 | 55.9935
Arizona - Flagstaff | Sep | I | Arizona - Flagstaff-Sep | 46.9667 | 45.9633 | 45.14 | 44.3 | 43.48 | 47.42 | 51.3733 | 55.36 | 59.4133 | 63.4633 | 67.5067 | 68.4233 | 69.3467 | 70.2633 | 69.4567 | 68.6967 | 67.8867 | 63.7667 | 59.56 | 55.4533 | 53.1467 | 50.83 | 48.5867 | 47.6267
Arizona - Flagstaff | Oct | J | Arizona - Flagstaff-Oct | 37.8935 | 36.7645 | 35.4452 | 35.0774 | 34.8645 | 34.5 | 34.2194 | 40.4194 | 49.5355 | 54.2677 | 57.1355 | 58.7355 | 59.6806 | 60.0903 | 60.0742 | 59.8677 | 58.6 | 54.8806 | 49.4194 | 45.7129 | 43.2806 | 41.0097 | 39.329 | 38.5935
Arizona - Flagstaff | Nov | K | Arizona - Flagstaff-Nov | 28.9833 | 28.2067 | 27.9567 | 27.65 | 27.3833 | 28.1067 | 28.84 | 29.5567 | 35.03 | 40.5133 | 45.9933 | 47.07 | 48.1367 | 49.1933 | 47.7067 | 46.2467 | 44.77 | 41.1333 | 37.48 | 33.8633 | 32.7167 | 31.5233 | 30.3733 | 29.5633
Arizona - Flagstaff | Dec | L | Arizona - Flagstaff-Dec | 20.2516 | 18.9677 | 18.4645 | 18.0032 | 17.5194 | 18.0032 | 18.5484 | 19.0355 | 24.2677 | 29.5258 | 34.7581 | 36.271 | 37.8032 | 39.3387 | 37.8452 | 36.3839 | 34.9161 | 31.7129 | 28.5323 | 25.3516 | 24.4355 | 23.4935 | 22.5839 | 21.3097
Arizona - Phoenix | Jan | A | Arizona - Phoenix-Jan | 49.1065 | 48.2645 | 47.0839 | 46.3839 | 45.9677 | 45.7452 | 45.5645 | 45.7194 | 48.129 | 51.8097 | 55.4935 | 58.629 | 61.4839 | 63.329 | 64.5 | 64.6839 | 63.6452 | 61.0065 | 58.0097 | 55.5677 | 54.1419 | 53.0677 | 52.0065 | 50.4968
Arizona - Phoenix | Feb | B | Arizona - Phoenix-Feb | 47.6393 | 46.3 | 45.3607 | 44.2429 | 43.4679 | 42.7893 | 41.7 | 42.7857 | 48.5714 | 53.5964 | 57.7 | 61.125 | 63.4536 | 65.0286 | 66.3607 | 66.9714 | 66.55 | 65.1643 | 62.4393 | 59.8893 | 56.7214 | 54.3429 | 51.8571 | 50.5321
Arizona - Phoenix | Mar | C | Arizona - Phoenix-Mar | 59.4194 | 58.4097 | 57.1032 | 55.8548 | 54.4742 | 53.5774 | 52.8032 | 55.8968 | 60.9677 | 65.1065 | 68.3355 | 71.1839 | 73.5065 | 75.2355 | 76.5581 | 76.7839 | 76.5161 | 75.3645 | 72.9903 | 70.8903 | 67.6097 | 64.7968 | 62.9032 | 60.771
Arizona - Phoenix | Apr | D | Arizona - Phoenix-Apr | 62.34 | 59.8333 | 58.1733 | 56.4467 | 54.77 | 57.6933 | 60.6433 | 63.64 | 68.2633 | 72.86 | 77.4967 | 80.2433 | 82.9433 | 85.7 | 85.6733 | 85.6233 | 85.5933 | 82.28 | 78.8867 | 75.5333 | 72.81 | 70.0733 | 67.4233 | 64.9267
Arizona - Phoenix | May | E | Arizona - Phoenix-May | 70.3677 | 68.0161 | 66.0548 | 64.0742 | 62.0677 | 65.5581 | 69.1355 | 72.6774 | 76.5581 | 80.4581 | 84.3452 | 86.5 | 88.6484 | 90.8129 | 91.1645 | 91.4742 | 91.8419 | 89.329 | 86.7871 | 84.2194 | 81.2355 | 78.2839 | 75.3613 | 72.9516
Arizona - Phoenix | Jun | F | Arizona - Phoenix-Jun | 82.3767 | 79.9167 | 77.8867 | 76.1967 | 74.1133 | 74.37 | 79.5233 | 84.59 | 89.1733 | 93.0633 | 95.3 | 97.98 | 99.5533 | 100.6767 | 102.0767 | 102.7933 | 101.7 | 101.54 | 99.51 | 95.24 | 92.7833 | 89.5067 | 87.53 | 84.65
Arizona - Phoenix | Jul | G | Arizona - Phoenix-Jul | 89.0419 | 87.2516 | 83.1129 | 81.6097 | 80.2871 | 79.8452 | 82.1355 | 86.1355 | 89.6484 | 92.4806 | 95.4677 | 97.6065 | 99.3 | 101.3032 | 102.5677 | 103.6387 | 103.2871 | 102.2065 | 99.6677 | 96.171 | 93.371 | 91.0613 | 89.2065 | 87.7677
Arizona - Phoenix | Aug | H | Arizona - Phoenix-Aug | 82.3129 | 80.8968 | 82.3903 | 80.8968 | 79.4226 | 80.8387 | 82.2903 | 83.6935 | 86.7226 | 89.7258 | 92.7419 | 94.9 | 97.0194 | 99.171 | 99.6419 | 100.029 | 100.4968 | 98.7839 | 96.9871 | 95.2355 | 92.7516 | 90.2871 | 87.8226 | 86.3839
Arizona - Phoenix | Sep | I | Arizona - Phoenix-Sep | 77.96 | 76.9367 | 75.09 | 74.55 | 73.6667 | 72.7967 | 73.4767 | 79.2033 | 84.3533 | 88.1333 | 90.9033 | 93.5133 | 95.1333 | 96.7167 | 97.2867 | 97.4933 | 96.7167 | 95.3667 | 92.0333 | 88.4833 | 85.3867 | 82.99 | 80.7233 | 79.0833
Arizona - Phoenix | Oct | J | Arizona - Phoenix-Oct | 64.8645 | 63.071 | 61.7548 | 60.4 | 59.0742 | 60.3516 | 61.7 | 63.0323 | 68.4129 | 73.8032 | 79.1839 | 81.7194 | 84.2548 | 86.7935 | 86.9419 | 87.0613 | 87.2355 | 83.4581 | 79.6742 | 75.8645 | 73.2742 | 70.6871 | 68.1323 | 66.3419
Arizona - Phoenix | Nov | K | Arizona - Phoenix-Nov | 55.9633 | 54.6867 | 53.9767 | 53.2933 | 52.5533 | 52.8333 | 53.1 | 53.45 | 58.6533 | 63.8933 | 69.1 | 71.5233 | 73.96 | 76.38 | 76.22 | 76.0833 | 75.9367 | 72.2633 | 68.55 | 64.8933 | 62.58 | 60.33 | 58.03 | 56.8233
Arizona - Phoenix | Dec | L | Arizona - Phoenix-Dec | 48.3516 | 47.2452 | 46.0581 | 44.9355 | 44.3 | 43.9613 | 44.1032 | 44.6871 | 48.1065 | 52.0258 | 55.3742 | 57.8323 | 60.0774 | 61.6516 | 62.9032 | 63.0065 | 61.529 | 58.5194 | 56.3774 | 54.3065 | 52.7903 | 51.6226 | 50.6935 | 49.5839
Arizona - Prescott | Jan | A | Arizona - Prescott-Jan | 30.3323 | 29.5613 | 28.9419 | 28.3645 | 27.7355 | 27.471 | 27.229 | 26.971 | 32.3613 | 37.7161 | 43.1161 | 45.3871 | 47.6677 | 49.9387 | 49.6 | 49.2452 | 48.8935 | 44.8774 | 40.8742 | 36.8355 | 35.2613 | 33.6774 | 32.1 | 31.3677
Arizona - Prescott | Feb | B | Arizona - Prescott-Feb | 32.0571 | 31.4679 | 30.7643 | 29.7679 | 29.3429 | 28.6464 | 28.0179 | 29 | 34.6 | 39.3429 | 42.5571 | 45.4821 | 47.7179 | 49.2214 | 50.1393 | 50.2 | 49.2857 | 46.2821 | 41.9929 | 38.9393 | 36.1429 | 34.9893 | 33.2393 | 32.4821
Arizona - Prescott | Mar | C | Arizona - Prescott-Mar | 39.0774 | 37.7871 | 36.8194 | 35.9355 | 34.8645 | 33.5968 | 34.1387 | 38.7903 | 45.3323 | 49.5452 | 52.3419 | 54.2742 | 56.2645 | 57.0355 | 57.1355 | 55.5323 | 54.8806 | 52.471 | 48.7129 | 45.9258 | 43.4548 | 41.8065 | 40.7839 | 39.6613
Arizona - Prescott | Apr | D | Arizona - Prescott-Apr | 46.08 | 44.8433 | 44.08 | 43.2833 | 42.5333 | 45.0567 | 47.6133 | 50.1733 | 53.7567 | 57.3667 | 60.97 | 62.3267 | 63.7367 | 65.0867 | 65.04 | 64.9833 | 64.9367 | 61.7533 | 58.6033 | 55.4267 | 53.1533 | 50.89 | 48.6433 | 47.4267
Arizona - Prescott | May | E | Arizona - Prescott-May | 51.9323 | 51.0032 | 49.4452 | 48.4 | 46.7903 | 46.8613 | 53.6226 | 60.3194 | 63.8839 | 66.7097 | 68.8065 | 71.1484 | 72.3258 | 72.8581 | 72.971 | 72.6226 | 72.4161 | 70.4645 | 67.7903 | 62.5258 | 58.6742 | 56.3935 | 54.4516 | 52.7839
Arizona - Prescott | Jun | F | Arizona - Prescott-Jun | 62.03 | 60.4567 | 59.1033 | 57.75 | 56.3467 | 61.1967 | 66.16 | 71.0767 | 74.23 | 77.4067 | 80.5867 | 81.7 | 82.8333 | 83.97 | 83.9633 | 83.9267 | 83.9167 | 80.8367 | 77.66 | 74.5267 | 71.47 | 68.4867 | 65.4933 | 63.9133
Arizona - Prescott | Jul | G | Arizona - Prescott-Jul | 69.7419 | 68.3419 | 65.129 | 63.9935 | 62.8323 | 66.8484 | 70.9387 | 75.0258 | 78.5129 | 82.0097 | 85.5 | 86.5581 | 87.6129 | 88.6871 | 88.0065 | 87.3 | 86.6161 | 83.9677 | 81.3677 | 78.7323 | 76.0258 | 73.2452 | 70.471 | 69.1032
Arizona - Prescott | Aug | H | Arizona - Prescott-Aug | 62.6419 | 61.6161 | 62.6032 | 61.5129 | 60.3871 | 63.5516 | 66.8 | 70.0387 | 73.9161 | 77.8097 | 81.6903 | 82.5355 | 83.3806 | 84.2226 | 83.1355 | 82.0742 | 81 | 77.7935 | 74.5548 | 71.3645 | 69.8355 | 68.329 | 66.8387 | 65.8065
Arizona - Prescott | Sep | I | Arizona - Prescott-Sep | 59.93 | 58.83 | 58.2033 | 57.5567 | 56.8833 | 59.6533 | 62.3967 | 65.1633 | 69.3233 | 73.5267 | 77.6867 | 78.7733 | 79.9067 | 80.98 | 80.5233 | 80.0733 | 79.6 | 75.26 | 70.82 | 66.45 | 64.8433 | 63.2933 | 61.77 | 60.6367
Arizona - Prescott | Oct | J | Arizona - Prescott-Oct | 47.7097 | 46.1355 | 45.6419 | 44.4419 | 43.9806 | 42.9452 | 42.3903 | 48.7323 | 56.2032 | 61.2161 | 65.6581 | 68.9097 | 70.4839 | 71.671 | 71.6677 | 71.1516 | 69.4516 | 64.4516 | 58.9935 | 55.4516 | 53.7 | 52.1968 | 50.0097 | 48.5613
Arizona - Prescott | Nov | K | Arizona - Prescott-Nov | 37.2 | 36.6033 | 35.8633 | 35.19 | 34.43 | 34.7033 | 34.92 | 35.2033 | 40.6433 | 46.1267 | 51.6033 | 53.82 | 56.0167 | 58.2333 | 57.4033 | 56.5633 | 55.7167 | 51.5867 | 47.4 | 43.2633 | 41.57 | 39.9333 | 38.2733 | 37.68
Arizona - Prescott | Dec | L | Arizona - Prescott-Dec | 31.029 | 29.9806 | 29.4935 | 29.0065 | 28.5129 | 28.2968 | 28.0419 | 27.8484 | 32.6677 | 37.4484 | 42.2903 | 44.5806 | 46.8677 | 49.171 | 48.4452 | 47.7226 | 47.0097 | 43.0452 | 39.0484 | 35.0806 | 34.1903 | 33.3032 | 32.4 | 31.3484
Arizona - Tuscon | Jan | A | Arizona - Tuscon-Jan | 42.8097 | 41.4516 | 41 | 40.4097 | 40.2645 | 40.0581 | 39.4677 | 40.2355 | 45.7548 | 51.671 | 56.3226 | 60.2387 | 62.9452 | 64.6323 | 65.0774 | 64.3839 | 62.9742 | 57.9323 | 53.6355 | 50.7194 | 48.2194 | 45.3387 | 44.1968 | 43.0871
Arizona - Tuscon | Feb | B | Arizona - Tuscon-Feb | 49.2893 | 48.1393 | 47.4286 | 46.9821 | 45.9071 | 45.6893 | 45.225 | 46.125 | 52.1 | 57.9643 | 62.0214 | 65.525 | 67.8357 | 68.9214 | 70.0286 | 69.8143 | 69.1964 | 66.8536 | 62.975 | 59.9143 | 57.0429 | 54.6679 | 52.3857 | 50.9214
Arizona - Tuscon | Mar | C | Arizona - Tuscon-Mar | 50.3387 | 48.9419 | 48.0806 | 47.4129 | 47.0194 | 46.0452 | 45.329 | 49.5581 | 55.0774 | 60.0613 | 63.4323 | 66.8194 | 68.3903 | 69.3548 | 70.6258 | 70.3129 | 69.429 | 66.8871 | 62.8903 | 60.1677 | 57.5452 | 56.0097 | 54.0806 | 52.2871
Arizona - Tuscon | Apr | D | Arizona - Tuscon-Apr | 58.3767 | 56.5867 | 55.5267 | 54.46 | 53.4067 | 55.9433 | 58.48 | 61.0333 | 65.45 | 69.9067 | 74.3433 | 76.21 | 78.0867 | 79.9467 | 79.7767 | 79.5967 | 79.4167 | 76.55 | 73.6167 | 70.6933 | 67.7633 | 64.89 | 62.0467 | 60.27
Arizona - Tuscon | May | E | Arizona - Tuscon-May | 67.2968 | 64.9774 | 63.8 | 62.6645 | 61.4645 | 64.7065 | 67.9903 | 71.2774 | 74.9226 | 78.5871 | 82.2226 | 84.129 | 86.071 | 87.9806 | 88.0161 | 88.0548 | 88.1032 | 85.7161 | 83.2484 | 80.8032 | 77.971 | 75.1677 | 72.3806 | 70.0226
Arizona - Tuscon | Jun | F | Arizona - Tuscon-Jun | 74.47 | 72.35 | 71.2433 | 70.1167 | 68.9967 | 71.9633 | 74.9933 | 78.0267 | 81.32 | 84.6267 | 87.9167 | 89.76 | 91.6 | 93.4167 | 93.48 | 93.5267 | 93.6033 | 91.75 | 89.8833 | 88.05 | 84.9533 | 81.8833 | 78.8033 | 76.7533
Arizona - Tuscon | Jul | G | Arizona - Tuscon-Jul | 83.8323 | 82.671 | 79.3355 | 78.5 | 77.7 | 79.1581 | 80.6226 | 82.0839 | 84.9871 | 87.7935 | 90.671 | 92.1452 | 93.6484 | 95.1161 | 94.3548 | 93.5548 | 92.8 | 91.3581 | 89.8677 | 88.4323 | 86.7452 | 85.0839 | 83.4226 | 82.2742
Arizona - Tuscon | Aug | H | Arizona - Tuscon-Aug | 75.6742 | 74.5484 | 76.229 | 75.3871 | 74.5097 | 75.9613 | 77.5 | 78.9645 | 82.2677 | 85.5355 | 88.8484 | 90.5806 | 92.3065 | 94.0516 | 93.6935 | 93.329 | 92.9806 | 90.9645 | 88.9032 | 86.871 | 84.7065 | 82.571 | 80.4419 | 79.2645
Arizona - Tuscon | Sep | I | Arizona - Tuscon-Sep | 70.2067 | 69.0133 | 68.06 | 67.1633 | 66.1933 | 67.6933 | 69.2233 | 70.76 | 74.76 | 78.7567 | 82.7633 | 84.2867 | 85.8467 | 87.3767 | 87.18 | 86.96 | 86.75 | 84.0667 | 81.3533 | 78.66 | 76.4633 | 74.2933 | 72.1733 | 70.9933
Arizona - Tuscon | Oct | J | Arizona - Tuscon-Oct | 61.4226 | 59.8452 | 58.7677 | 58.029 | 56.8581 | 56.5613 | 56.0097 | 60.3548 | 66.4677 | 71.0226 | 74.4452 | 77.1935 | 79.1774 | 80.4452 | 80.8613 | 80.3484 | 79.2 | 76.1226 | 72.7581 | 70.0032 | 68.1129 | 65.9161 | 63.9032 | 62.3258
Arizona - Tuscon | Nov | K | Arizona - Tuscon-Nov | 51.2333 | 50.24 | 49.5267 | 48.8133 | 48.0633 | 48.8167 | 49.5567 | 50.35 | 55.4133 | 60.51 | 65.5833 | 67.8 | 70.0067 | 72.24 | 71.7267 | 71.2867 | 70.7933 | 67.2033 | 63.5367 | 59.9367 | 57.6167 | 55.3267 | 53.07 | 52.0733
Arizona - Tuscon | Dec | L | Arizona - Tuscon-Dec | 45.7742 | 44.9161 | 44.1806 | 43.4226 | 42.6645 | 42.7613 | 42.9 | 43.0194 | 47.9645 | 52.9 | 57.8645 | 59.9935 | 62.1355 | 64.2839 | 63.7161 | 63.2194 | 62.6548 | 58.8484 | 55.0226 | 51.2258 | 49.8 | 48.3387 | 46.9097 | 45.9968
Arkansas - Fort Smith | Jan | A | Arkansas - Fort Smith-Jan | 33.7871 | 33.2742 | 32.7 | 32.1129 | 31.5065 | 30.9032 | 32.229 | 33.5839 | 34.8871 | 38.1032 | 41.3194 | 44.5452 | 45.6742 | 46.8452 | 47.9774 | 46.0097 | 44.0387 | 42.0613 | 40.2839 | 38.5516 | 36.829 | 36.0129 | 35.1968 | 34.3774
Arkansas - Fort Smith | Feb | B | Arkansas - Fort Smith-Feb | 37.9286 | 37.5 | 37.0429 | 36.3821 | 35.7107 | 35.0071 | 36.2571 | 37.5286 | 38.7964 | 42.1643 | 45.525 | 48.8964 | 50.3893 | 51.8607 | 53.3464 | 51.725 | 50.1214 | 48.5143 | 46.1321 | 43.7286 | 41.3536 | 40.3321 | 39.2964 | 38.2679
Arkansas - Fort Smith | Mar | C | Arkansas - Fort Smith-Mar | 45.8968 | 45.2516 | 44.5935 | 43.9419 | 43.3581 | 42.7065 | 44.7871 | 46.9161 | 49.0806 | 52.0258 | 54.9452 | 57.9129 | 59.1065 | 60.2968 | 61.4839 | 60.4677 | 59.4677 | 58.4484 | 55.8903 | 53.3516 | 50.8194 | 49.5548 | 48.271 | 47.0161
Arkansas - Fort Smith | Apr | D | Arkansas - Fort Smith-Apr | 54.8867 | 54.2767 | 53.6867 | 53.05 | 52.4067 | 51.7833 | 54.76 | 57.7767 | 60.7733 | 63.28 | 65.7867 | 68.2867 | 69.5333 | 70.77 | 72.0433 | 71.34 | 70.68 | 69.9867 | 66.63 | 63.3033 | 60.06 | 58.5733 | 57.1567 | 55.68
Arkansas - Fort Smith | May | E | Arkansas - Fort Smith-May | 63.1806 | 62.4484 | 61.6129 | 61.4097 | 61.2645 | 61.0516 | 64.3452 | 67.6742 | 70.9839 | 73.3 | 75.6452 | 77.9774 | 78.8516 | 79.6903 | 80.5774 | 79.7839 | 79.0419 | 78.2484 | 75.0226 | 71.8484 | 68.6645 | 67.1839 | 65.7161 | 64.2516
Arkansas - Fort Smith | Jun | F | Arkansas - Fort Smith-Jun | 70.0533 | 69.2133 | 68.3233 | 68.0533 | 67.79 | 67.51 | 70.0333 | 72.5367 | 75.1067 | 77.2833 | 79.42 | 81.5833 | 82.5767 | 83.5567 | 84.5333 | 83.5367 | 82.6 | 81.6233 | 79.21 | 76.7933 | 74.4133 | 73.3233 | 72.3467 | 71.2767
Arkansas - Fort Smith | Jul | G | Arkansas - Fort Smith-Jul | 77.6226 | 76.4742 | 73.4194 | 72.7677 | 71.8774 | 72.1032 | 74.4677 | 78.129 | 81.4194 | 84.0516 | 86.1903 | 88.6871 | 90.7 | 91.6387 | 92.2129 | 91.5935 | 90.5548 | 89.5097 | 86.9581 | 83.371 | 80.5452 | 79.2419 | 78.0839 | 76.9581
Arkansas - Fort Smith | Aug | H | Arkansas - Fort Smith-Aug | 69.2516 | 68.2742 | 69.4968 | 68.8935 | 68.3387 | 67.7452 | 71.9194 | 76.129 | 80.3452 | 83.6452 | 86.9742 | 90.2774 | 90.9548 | 91.5839 | 92.2613 | 90.8742 | 89.4903 | 88.0968 | 84.4871 | 80.8839 | 77.3032 | 75.7032 | 74.071 | 72.4581
Arkansas - Fort Smith | Sep | I | Arkansas - Fort Smith-Sep | 67.4433 | 66.6567 | 65.8367 | 65.5433 | 65.2667 | 64.97 | 67.9167 | 70.84 | 73.7867 | 76.6167 | 79.3667 | 82.2033 | 82.81 | 83.4733 | 84.0867 | 82.68 | 81.23 | 79.8167 | 76.8633 | 73.9567 | 71.0833 | 70.0433 | 69.0433 | 68.0167
Arkansas - Fort Smith | Oct | J | Arkansas - Fort Smith-Oct | 55.1774 | 54.6097 | 53.971 | 53.6323 | 53.2935 | 52.9516 | 54.8871 | 56.8806 | 58.8516 | 62.229 | 65.5774 | 68.9645 | 70.1677 | 71.371 | 72.5677 | 70.3613 | 68.1387 | 65.929 | 63.6645 | 61.4194 | 59.1968 | 58 | 56.8032 | 55.6452
Arkansas - Fort Smith | Nov | K | Arkansas - Fort Smith-Nov | 44.8533 | 44.1733 | 43.44 | 42.9633 | 42.5333 | 42.07 | 43.9733 | 45.86 | 47.7333 | 51.0667 | 54.3833 | 57.72 | 58.73 | 59.6867 | 60.71 | 58.09 | 55.4767 | 52.8667 | 50.9767 | 49.11 | 47.2467 | 46.4133 | 45.61 | 44.7867
Arkansas - Fort Smith | Dec | L | Arkansas - Fort Smith-Dec | 35.4871 | 35.2581 | 35.0839 | 34.6097 | 34.2742 | 34.3032 | 33.9387 | 34.6516 | 37.0968 | 40.2581 | 43.2903 | 46.1387 | 49.0613 | 50.6774 | 51.029 | 50.4258 | 46.6032 | 41.9968 | 39.7387 | 38.3129 | 38.1645 | 36.8 | 36.6903 | 36.6645
Arkansas - Little Rock | Jan | A | Arkansas - Little Rock-Jan | 34.5935 | 34.0516 | 33.5774 | 32.8484 | 32.1903 | 31.7774 | 30.9581 | 31.5677 | 33.4871 | 35.8613 | 38.0968 | 39.971 | 41.8065 | 43.3935 | 44.1871 | 44.1065 | 42.3903 | 39.8258 | 38.2484 | 37.8161 | 36.7742 | 36.2161 | 35.3387 | 34.629
Arkansas - Little Rock | Feb | B | Arkansas - Little Rock-Feb | 38.5571 | 38.1214 | 37.6857 | 37.3143 | 36.9786 | 36.6 | 38.0357 | 39.4071 | 40.7893 | 42.875 | 44.9536 | 47.0357 | 48.2 | 49.4107 | 50.5821 | 49.2107 | 47.8893 | 46.5214 | 45.0071 | 43.5536 | 42.0857 | 41.1286 | 40.15 | 39.2036
Arkansas - Little Rock | Mar | C | Arkansas - Little Rock-Mar | 46.7097 | 46.5677 | 46.2129 | 45.8516 | 44.9548 | 44.5 | 45.0903 | 48.3839 | 51.5258 | 54.5548 | 57.029 | 59.671 | 61.3323 | 62.0677 | 62.7839 | 62.429 | 61.2419 | 58.2194 | 54.8355 | 53.2452 | 51.971 | 50.729 | 48.9742 | 47.9323
Arkansas - Little Rock | Apr | D | Arkansas - Little Rock-Apr | 56.6733 | 55.82 | 54.9367 | 54.3567 | 53.8 | 53.22 | 56.2933 | 59.35 | 62.4833 | 64.6433 | 66.83 | 69 | 69.9367 | 70.9233 | 71.8733 | 70.65 | 69.4233 | 68.22 | 65.8567 | 63.4967 | 61.2033 | 60.0567 | 58.9433 | 57.8367
Arkansas - Little Rock | May | E | Arkansas - Little Rock-May | 62.9742 | 62.2226 | 61.671 | 61.1516 | 60.9 | 62.0258 | 65.5323 | 68.5355 | 71.8355 | 74.1581 | 76.0935 | 77.2097 | 78.4968 | 78.9452 | 78.9581 | 78.9065 | 78.0581 | 75.9419 | 71.8194 | 68.7774 | 67.1839 | 65.6677 | 65.0226 | 64.1
Arkansas - Little Rock | Jun | F | Arkansas - Little Rock-Jun | 71.8733 | 71.0933 | 70.2767 | 70.14 | 69.99 | 69.8367 | 72.9833 | 76.1133 | 79.2733 | 80.91 | 82.6067 | 84.2433 | 84.83 | 85.4133 | 85.9967 | 85.1033 | 84.25 | 83.33 | 80.6433 | 77.9467 | 75.2867 | 74.3633 | 73.4367 | 72.5233
Arkansas - Little Rock | Jul | G | Arkansas - Little Rock-Jul | 77.7581 | 77.0323 | 74.1161 | 73.4871 | 72.8581 | 73.5839 | 76.6194 | 80.4903 | 83.6097 | 86.0677 | 88.0516 | 90.1806 | 91.2613 | 92.0742 | 91.5742 | 90.771 | 89.7774 | 87.5645 | 84.1935 | 80.9968 | 79.3774 | 78.0806 | 77.1452 | 75.8194
Arkansas - Little Rock | Aug | H | Arkansas - Little Rock-Aug | 70.1968 | 69.3258 | 70.6419 | 70.4355 | 70.2516 | 70.0387 | 73.9677 | 77.9194 | 81.8548 | 84.4903 | 87.1484 | 89.7839 | 89.7516 | 89.6903 | 89.6548 | 88.1419 | 86.6258 | 85.1065 | 82.2839 | 79.4548 | 76.6452 | 75.5419 | 74.471 | 73.3871
Arkansas - Little Rock | Sep | I | Arkansas - Little Rock-Sep | 67.64 | 66.9333 | 66.5833 | 65.8833 | 65.43 | 64.8733 | 66.96 | 70.8767 | 74.7767 | 78.2767 | 80.6633 | 82.7267 | 83.7267 | 83.7 | 83.6367 | 82.91 | 81.4433 | 77.73 | 73.6067 | 71.6767 | 70.54 | 69.4933 | 68.9733 | 68.3433
Arkansas - Little Rock | Oct | J | Arkansas - Little Rock-Oct | 55.1484 | 54.5613 | 53.8548 | 52.8677 | 52.6355 | 52.1581 | 53.2355 | 57.4226 | 61.5516 | 65.5 | 68.4581 | 70.7387 | 72.2548 | 73.4806 | 72.9355 | 72.1774 | 69.5806 | 64.6032 | 61.7194 | 59.5871 | 58.9548 | 57.6226 | 57.0613 | 56.1226
Arkansas - Little Rock | Nov | K | Arkansas - Little Rock-Nov | 48.0133 | 47.4833 | 47.1733 | 46.9567 | 46.6 | 46.6433 | 46.4733 | 47.9667 | 50.7567 | 53.52 | 55.8333 | 57.5033 | 58.62 | 59.25 | 59.4 | 58.6733 | 56.37 | 53.9033 | 52.1033 | 51.0233 | 49.8067 | 49.3333 | 48.67 | 48.1367
Arkansas - Little Rock | Dec | L | Arkansas - Little Rock-Dec | 40.3742 | 39.7355 | 39.1161 | 38.8129 | 38.3516 | 38.0581 | 37.729 | 38.8613 | 41.4129 | 43.8161 | 46.2 | 47.9032 | 49.5355 | 50.7355 | 51.1226 | 49.9323 | 47.3129 | 45.0419 | 43.4226 | 42.4968 | 41.4387 | 41.1548 | 40.8 | 40.2323
California - Arcata | Jan | A | California - Arcata-Jan | 42.5645 | 42.2258 | 41.9355 | 41.6065 | 41.5677 | 41.5065 | 41.4774 | 43.7258 | 45.9548 | 48.2 | 49.8 | 51.4065 | 53.0194 | 52.529 | 52.0581 | 51.5677 | 49.2839 | 46.9129 | 44.6065 | 44.1903 | 43.7484 | 43.3323 | 43.0452 | 42.7677
California - Arcata | Feb | B | California - Arcata-Feb | 43.875 | 43.6607 | 43.4714 | 43.25 | 43.1107 | 42.9857 | 42.8464 | 45.4714 | 48.1571 | 50.7786 | 52.1321 | 53.5071 | 54.8786 | 54.5071 | 54.1071 | 53.7607 | 52.2071 | 50.6071 | 49.0464 | 47.9679 | 46.9 | 45.8286 | 45.2393 | 44.725
California - Arcata | Mar | C | California - Arcata-Mar | 45.4032 | 45.1355 | 44.9355 | 44.6677 | 44.571 | 44.5065 | 44.4484 | 46.4226 | 48.4161 | 50.4129 | 51.1129 | 51.8032 | 52.5161 | 52.4 | 52.3226 | 52.1968 | 50.9677 | 49.7806 | 48.5484 | 47.8194 | 47.129 | 46.4387 | 46.0194 | 45.6516
California - Arcata | Apr | D | California - Arcata-Apr | 44.29 | 43.9633 | 43.6567 | 43.33 | 44.02 | 44.71 | 45.3867 | 47.36 | 49.3267 | 51.3133 | 52.2967 | 53.2467 | 54.2433 | 53.71 | 53.2533 | 52.74 | 51.4733 | 50.2233 | 48.93 | 47.81 | 46.69 | 45.56 | 45.1133 | 44.6667
California - Arcata | May | E | California - Arcata-May | 46.5484 | 46.3742 | 46.2419 | 46.0806 | 46.8903 | 47.7097 | 48.5548 | 50.2871 | 52.0323 | 53.7484 | 54.5065 | 55.2613 | 55.9903 | 56.1097 | 56.2097 | 56.2871 | 55.0806 | 53.871 | 52.6774 | 51.2387 | 49.8452 | 48.4161 | 47.8806 | 47.3839
California - Arcata | Jun | F | California - Arcata-Jun | 50.0133 | 50.05 | 50.03 | 50.0133 | 49.9533 | 51.18 | 53.0633 | 54.8767 | 56.0467 | 56.6333 | 57.7733 | 58.45 | 58.85 | 59.2367 | 59.33 | 58.4733 | 57.7667 | 56.92 | 55.4267 | 53.8833 | 52.5867 | 51.0767 | 50.7767 | 50.1667
California - Arcata | Jul | G | California - Arcata-Jul | 54.3581 | 54.5806 | 53.0032 | 52.6903 | 52.5839 | 53.2968 | 55.171 | 56.2 | 57.4258 | 58.671 | 59.2548 | 60.4677 | 61.2677 | 61.2871 | 61.3226 | 60.7774 | 60.0161 | 58.8774 | 57.4871 | 55.5323 | 54.3871 | 53.6161 | 52.9097 | 52.9226
California - Arcata | Aug | H | California - Arcata-Aug | 49.7806 | 49.5871 | 51.1484 | 50.9871 | 51.7387 | 52.5032 | 53.2903 | 54.629 | 55.9355 | 57.3032 | 58.7355 | 60.1742 | 61.6129 | 61.4968 | 61.3806 | 61.2645 | 59.7968 | 58.2742 | 56.7484 | 55.4452 | 54.1387 | 52.8581 | 52.3516 | 51.8774
California - Arcata | Sep | I | California - Arcata-Sep | 49.1433 | 48.92 | 48.7267 | 48.5167 | 48.85 | 49.1933 | 49.54 | 52.5567 | 55.5467 | 58.57 | 59.5333 | 60.46 | 61.4267 | 60.9233 | 60.44 | 59.94 | 58.1967 | 56.42 | 54.67 | 53.3267 | 52.0167 | 50.68 | 50.2033 | 49.74
California - Arcata | Oct | J | California - Arcata-Oct | 47.8677 | 47.6355 | 47.429 | 47.1968 | 47.3161 | 47.4258 | 47.5258 | 50.3387 | 53.1613 | 55.9677 | 57.2097 | 58.5097 | 59.7613 | 59.5387 | 59.3226 | 59.1161 | 56.7548 | 54.4065 | 51.9871 | 51.1032 | 50.2387 | 49.3774 | 48.7935 | 48.2387
California - Arcata | Nov | K | California - Arcata-Nov | 44.9033 | 44.7667 | 44.6433 | 44.5167 | 44.39 | 44.32 | 44.2 | 46.6067 | 49 | 51.39 | 52.51 | 53.6567 | 54.77 | 54.4967 | 54.25 | 53.9767 | 51.47 | 48.9933 | 46.49 | 46.0433 | 45.58 | 45.1467 | 45.02 | 44.9367
California - Arcata | Dec | L | California - Arcata-Dec | 41.3613 | 41.2258 | 41.1129 | 40.9581 | 40.9097 | 40.871 | 40.8194 | 43.8806 | 46.9323 | 49.9903 | 51.9097 | 53.8194 | 55.7484 | 54.9194 | 54.0871 | 53.2548 | 50.1419 | 47.0742 | 43.9419 | 43.4516 | 42.9774 | 42.4806 | 42.1742 | 41.8613
California - Bakersfield | Jan | A | California - Bakersfield-Jan | 42.5323 | 41.7097 | 41.5452 | 41.1226 | 40.9645 | 40.6806 | 40.2581 | 40.6871 | 42.8581 | 44.9806 | 47.6548 | 49.6226 | 51.3516 | 52.8161 | 53.5806 | 53.5097 | 51.5387 | 48.6613 | 46.7097 | 45.4355 | 44.671 | 44.0742 | 43.2161 | 42.7968
California - Bakersfield | Feb | B | California - Bakersfield-Feb | 49.7571 | 49.1536 | 48.5393 | 47.9357 | 47.6 | 47.3071 | 46.9857 | 50.2 | 53.4036 | 56.6071 | 59.1107 | 61.6714 | 64.1857 | 64.8857 | 65.5321 | 66.2464 | 63.2821 | 60.3107 | 57.3286 | 55.9857 | 54.6536 | 53.3393 | 52.2357 | 51.125
California - Bakersfield | Mar | C | California - Bakersfield-Mar | 50.1355 | 49.0032 | 47.7742 | 47.2677 | 46.3806 | 45.6032 | 46.4516 | 49.5065 | 53.2065 | 55.9258 | 58.5774 | 60.6097 | 62.1968 | 63.8452 | 65.0774 | 65.1903 | 64.7774 | 62.4452 | 59.171 | 57.4645 | 55.6097 | 54.3452 | 52.9226 | 51.8613
California - Bakersfield | Apr | D | California - Bakersfield-Apr | 55.43 | 54.48 | 53.4933 | 52.5233 | 53.1533 | 53.74 | 54.3967 | 57.59 | 60.78 | 63.9533 | 66.0967 | 68.2667 | 70.38 | 71.43 | 72.4367 | 73.4767 | 70.7433 | 68.0667 | 65.3033 | 63.5933 | 61.9267 | 60.27 | 58.8033 | 57.2933
California - Bakersfield | May | E | California - Bakersfield-May | 64.1613 | 62.729 | 61.9097 | 61 | 60.2968 | 61.1581 | 64.3161 | 67.8806 | 71.129 | 73.9774 | 76.4 | 79.0323 | 81.1548 | 82.6323 | 83.6677 | 84.1806 | 83.9161 | 82.5774 | 77.3387 | 74.371 | 72.1645 | 69.9581 | 68.0677 | 65.9419
California - Bakersfield | Jun | F | California - Bakersfield-Jun | 72.1433 | 70.59 | 68.9533 | 67.36 | 68.6033 | 69.8333 | 71.0667 | 74.1167 | 77.1933 | 80.2567 | 83.1 | 85.88 | 88.7367 | 90.1833 | 91.7167 | 93.18 | 91.48 | 89.7933 | 88.0567 | 85.22 | 82.47 | 79.69 | 77.1667 | 74.7133
California - Bakersfield | Jul | G | California - Bakersfield-Jul | 81.629 | 80.0065 | 75.8129 | 74.2097 | 75.4323 | 76.671 | 77.9161 | 81.1065 | 84.271 | 87.4548 | 89.9548 | 92.4226 | 94.9194 | 96.2419 | 97.5806 | 98.9129 | 97.029 | 95.1194 | 93.1774 | 90.2645 | 87.3677 | 84.4774 | 82.6742 | 80.871
California - Bakersfield | Aug | H | California - Bakersfield-Aug | 73.3613 | 71.9581 | 73.129 | 71.7258 | 72.5194 | 73.2806 | 74.0581 | 77.6065 | 81.1935 | 84.7355 | 87.2839 | 89.7968 | 92.3516 | 93.2484 | 94.1742 | 95.0677 | 92.8032 | 90.5613 | 88.2452 | 85.9903 | 83.729 | 81.4968 | 79.5839 | 77.671
California - Bakersfield | Sep | I | California - Bakersfield-Sep | 68.2533 | 67.17 | 66.1367 | 65.03 | 65.1433 | 65.25 | 65.3567 | 68.7033 | 72.0233 | 75.37 | 77.97 | 80.53 | 83.14 | 84.1233 | 85.0933 | 86.07 | 83.5 | 80.9267 | 78.3267 | 76.59 | 74.9133 | 73.21 | 71.5233 | 69.8267
California - Bakersfield | Oct | J | California - Bakersfield-Oct | 60.3613 | 59.2968 | 58.2194 | 57.1226 | 57.0742 | 57.0097 | 56.9194 | 60.9774 | 65.0032 | 69.0613 | 71.8581 | 74.6484 | 77.4548 | 78.0645 | 78.6032 | 79.2323 | 75.8226 | 72.371 | 68.9032 | 67.2742 | 65.671 | 64.0806 | 62.6968 | 61.2935
California - Bakersfield | Nov | K | California - Bakersfield-Nov | 51.2267 | 50.5833 | 49.95 | 49.3233 | 48.6567 | 48.0067 | 47.3167 | 50.3033 | 53.3333 | 56.32 | 59.1367 | 61.91 | 64.7333 | 65.3133 | 65.8267 | 66.3767 | 63.4767 | 60.58 | 57.6633 | 56.5967 | 55.5433 | 54.5 | 53.3 | 52.02
California - Bakersfield | Dec | L | California - Bakersfield-Dec | 43.0613 | 42.7839 | 42.471 | 42.1677 | 41.629 | 41.0548 | 40.4968 | 42.6419 | 44.7613 | 46.8839 | 49.1258 | 51.3516 | 53.5871 | 54.129 | 54.5935 | 55.1387 | 52.7323 | 50.3484 | 47.9516 | 46.8161 | 45.6645 | 44.5355 | 43.971 | 43.4484
California - Daggett | Jan | A | California - Daggett-Jan | 41.3806 | 40.6645 | 39.9806 | 39.2613 | 38.8839 | 38.5194 | 38.1419 | 41.9774 | 45.8806 | 49.729 | 52.8065 | 55.8581 | 58.929 | 59.3677 | 59.7935 | 60.229 | 56.671 | 53.1065 | 49.4935 | 47.8065 | 46.0774 | 44.4129 | 43.4323 | 42.4677
California - Daggett | Feb | B | California - Daggett-Feb | 45.65 | 44.8893 | 44.1821 | 43.4214 | 42.9857 | 42.575 | 42.1536 | 47.2679 | 52.4143 | 57.55 | 60.425 | 63.325 | 66.2214 | 66.9857 | 67.725 | 68.4929 | 64.35 | 60.1643 | 55.9821 | 53.7857 | 51.6071 | 49.4321 | 48.2214 | 47.0357
California - Daggett | Mar | C | California - Daggett-Mar | 51.4065 | 50.7032 | 50.0645 | 49.3645 | 49.1903 | 49.0226 | 48.829 | 53.0129 | 57.2355 | 61.4226 | 63.9452 | 66.4613 | 68.9806 | 69.329 | 69.5871 | 69.9258 | 67.071 | 64.2226 | 61.3161 | 59.2645 | 57.2645 | 55.2613 | 54.1032 | 52.971
California - Daggett | Apr | D | California - Daggett-Apr | 56.9767 | 56.01 | 55.0467 | 54.0633 | 54.5267 | 54.9267 | 55.3833 | 59.6767 | 63.93 | 68.2233 | 70.8333 | 73.38 | 75.9733 | 76.3933 | 76.7733 | 77.18 | 74.3967 | 71.6167 | 68.79 | 66.4367 | 64.0633 | 61.7433 | 60.21 | 58.6667
California - Daggett | May | E | California - Daggett-May | 64.2742 | 62.8645 | 61.5097 | 60.0903 | 58.8516 | 60.8613 | 64.8226 | 69.8806 | 74.0355 | 77.7194 | 81.2645 | 83.6387 | 85.3032 | 86.529 | 87.0645 | 86.4258 | 84.1839 | 81.4032 | 77.3581 | 74.1613 | 71.4935 | 69.6 | 67.8452 | 66.4355
California - Daggett | Jun | F | California - Daggett-Jun | 75.13 | 73.7867 | 72.4033 | 71.0367 | 72.1 | 73.21 | 74.29 | 78.46 | 82.6533 | 86.8267 | 89.3167 | 91.72 | 94.2033 | 94.8967 | 95.5867 | 96.2867 | 93.5833 | 90.9 | 88.1467 | 85.34 | 82.5667 | 79.8133 | 78.2833 | 76.7233
California - Daggett | Jul | G | California - Daggett-Jul | 83.5355 | 82.0484 | 77.8323 | 76.3 | 77.3258 | 78.4097 | 79.4419 | 83.5548 | 87.6419 | 91.7581 | 94.6 | 97.3839 | 100.2419 | 101.1387 | 102.0645 | 102.9806 | 100.4581 | 97.9839 | 95.4129 | 92.4032 | 89.4226 | 86.5 | 84.6774 | 82.8484
California - Daggett | Aug | H | California - Daggett-Aug | 76.429 | 75.1581 | 76.5065 | 75.1903 | 75.4161 | 75.5774 | 75.7871 | 80.1548 | 84.5258 | 88.8871 | 91.4839 | 94.0613 | 96.671 | 97.2581 | 97.8484 | 98.4355 | 96.2323 | 93.9774 | 91.7387 | 89.1613 | 86.6452 | 84.0968 | 82.3484 | 80.6419
California - Daggett | Sep | I | California - Daggett-Sep | 71.58 | 69.9933 | 69.4433 | 67.7067 | 66.2967 | 65.8333 | 69.0167 | 74.17 | 78.9767 | 83.0833 | 86.8567 | 89.7533 | 91.6833 | 92.81 | 93.0033 | 92.2233 | 90.1533 | 87.0833 | 83.99 | 81.1233 | 78.7533 | 76.6833 | 74.3867 | 73.1167
California - Daggett | Oct | J | California - Daggett-Oct | 61.3548 | 60.5129 | 59.6935 | 58.829 | 58.5839 | 58.3742 | 58.1323 | 62.8226 | 67.4935 | 72.1677 | 74.9935 | 77.7742 | 80.5806 | 80.9839 | 81.3935 | 81.8161 | 78.1129 | 74.4742 | 70.7516 | 68.5355 | 66.3516 | 64.1452 | 63.0903 | 62.0839
California - Daggett | Nov | K | California - Daggett-Nov | 49.7133 | 48.9233 | 48.1733 | 47.3733 | 46.8467 | 46.3333 | 45.7733 | 50.1733 | 54.5633 | 58.96 | 62.1833 | 65.47 | 68.6933 | 69.0333 | 69.3633 | 69.7033 | 65.7267 | 61.7533 | 57.7433 | 55.8133 | 53.9167 | 52.0433 | 51.2033 | 50.33
California - Daggett | Dec | L | California - Daggett-Dec | 44.5871 | 43.7968 | 43.0484 | 42.2516 | 41.8839 | 41.4968 | 41.1226 | 44.0581 | 46.9839 | 49.9355 | 52.8 | 55.7323 | 58.6194 | 58.8419 | 59 | 59.2387 | 56.5065 | 53.8 | 51.0839 | 49.6032 | 48.1484 | 46.6774 | 45.9194 | 45.1935
California - Fresno | Jan | A | California - Fresno-Jan | 41.4032 | 40.729 | 40.5323 | 40.2226 | 39.729 | 39.5645 | 39.3194 | 39.8903 | 42.1871 | 44.8903 | 47.9032 | 50.0742 | 51.3226 | 52.3581 | 52.771 | 52.5677 | 51.0613 | 49.3452 | 47.4484 | 45.8484 | 44.7839 | 43.8032 | 42.6903 | 41.9645
California - Fresno | Feb | B | California - Fresno-Feb | 43.7679 | 43.15 | 42.5286 | 41.8679 | 41.4607 | 41.0643 | 40.6607 | 43.8893 | 47.1357 | 50.3679 | 52.4714 | 54.575 | 56.6929 | 57.6071 | 58.4607 | 59.3679 | 57.1536 | 54.9536 | 52.7 | 50.8643 | 49.0821 | 47.2821 | 46.1929 | 45.1
California - Fresno | Mar | C | California - Fresno-Mar | 48.6484 | 47.8419 | 47.029 | 46.2032 | 46.1645 | 46.129 | 46.0839 | 50.2 | 54.329 | 58.4484 | 60.6871 | 62.9258 | 65.1774 | 65.9032 | 66.5742 | 67.3065 | 64.4258 | 61.5839 | 58.6258 | 56.5452 | 54.5323 | 52.5226 | 51.1871 | 49.8774
California - Fresno | Apr | D | California - Fresno-Apr | 50.2 | 49.1133 | 48.0167 | 46.9267 | 47.7467 | 48.5333 | 49.3467 | 53.5567 | 57.77 | 62 | 64.3067 | 66.6033 | 68.9233 | 69.7433 | 70.5067 | 71.33 | 68.7067 | 66.0767 | 63.3867 | 60.73 | 58.1333 | 55.5533 | 53.88 | 52.1833
California - Fresno | May | E | California - Fresno-May | 58.4581 | 56.871 | 55.2742 | 53.6484 | 55.4903 | 57.329 | 59.2194 | 63.1355 | 67.0548 | 70.9548 | 73.8065 | 76.6613 | 79.5161 | 80.6581 | 81.8258 | 82.9742 | 80.3355 | 77.6806 | 74.9258 | 71.5226 | 68.1742 | 64.8484 | 62.7194 | 60.6548
California - Fresno | Jun | F | California - Fresno-Jun | 66.8767 | 65.1533 | 63.41 | 61.67 | 63.58 | 65.53 | 67.4667 | 71.71 | 75.9367 | 80.17 | 82.9867 | 85.7567 | 88.5567 | 89.7367 | 90.89 | 92.0567 | 89.7733 | 87.47 | 85.1067 | 81.29 | 77.51 | 73.7833 | 71.5133 | 69.2967
California - Fresno | Jul | G | California - Fresno-Jul | 74.2226 | 72.3355 | 68.2258 | 66.3452 | 68.1839 | 70.0613 | 71.9355 | 76.3161 | 80.6774 | 85.0581 | 88.2871 | 91.4742 | 94.6935 | 95.8484 | 96.9742 | 98.129 | 95.8355 | 93.529 | 91.1419 | 87.3806 | 83.6387 | 79.9516 | 77.271 | 74.6581
California - Fresno | Aug | H | California - Fresno-Aug | 69.0774 | 67.0742 | 67.9355 | 66.4258 | 65.4355 | 65.4419 | 68.7903 | 73.4516 | 78.0677 | 82 | 85.871 | 89.971 | 92.7516 | 94.4419 | 95.7484 | 96.0097 | 95.5677 | 93.9484 | 89.4226 | 85.5419 | 82.6645 | 79.3484 | 76.5419 | 73.6613
California - Fresno | Sep | I | California - Fresno-Sep | 65.99 | 64.7567 | 63.3133 | 62.0867 | 61.1733 | 60.3867 | 63.35 | 67.88 | 72.5933 | 76.6 | 80.34 | 83.27 | 85.26 | 86.6167 | 87.2867 | 87.28 | 86.4433 | 83.1767 | 78.9433 | 75.9033 | 73.5 | 71.2867 | 69.5567 | 67.4033
California - Fresno | Oct | J | California - Fresno-Oct | 57.3161 | 56.3839 | 55.3226 | 54.2323 | 53.8613 | 53.171 | 53.9774 | 58.0871 | 62.8387 | 67.0323 | 70.3839 | 73.1774 | 75.4774 | 76.9548 | 77.6323 | 77.6516 | 75.8968 | 71.8613 | 68.6806 | 66.3194 | 63.3806 | 61.4161 | 59.4645 | 58.2871
California - Fresno | Nov | K | California - Fresno-Nov | 47.8033 | 47.1267 | 46.53 | 45.82 | 45.4267 | 45.0767 | 44.66 | 48.97 | 53.25 | 57.5567 | 60.2767 | 63.04 | 65.7567 | 65.9267 | 66.0767 | 66.22 | 62.7367 | 59.2633 | 55.7533 | 54.07 | 52.3767 | 50.7233 | 49.74 | 48.7633
California - Fresno | Dec | L | California - Fresno-Dec | 39.5097 | 38.9258 | 38.3484 | 37.7548 | 37.3968 | 37.0484 | 36.6839 | 38.8903 | 41.0774 | 43.2774 | 45.3161 | 47.3677 | 49.4 | 49.5161 | 49.629 | 49.7548 | 47.6774 | 45.6452 | 43.5742 | 42.6 | 41.6097 | 40.6419 | 40.1871 | 39.7194
California - Long Beach | Jan | A | California - Long Beach-Jan | 48.8806 | 48.2935 | 47.7419 | 47.1548 | 46.6839 | 46.2452 | 45.7645 | 49.4 | 53.0161 | 56.6452 | 59.2129 | 61.7613 | 64.3226 | 63.7581 | 63.2065 | 62.6355 | 60.3935 | 58.1323 | 55.8355 | 54.3806 | 52.9226 | 51.4871 | 50.671 | 49.8677
California - Long Beach | Feb | B | California - Long Beach-Feb | 50.7321 | 50.0964 | 49.4679 | 48.8286 | 48.7071 | 48.6393 | 48.5036 | 51.8143 | 55.125 | 58.4071 | 60.5464 | 62.6214 | 64.75 | 64.4321 | 64.125 | 63.8 | 61.2893 | 58.8071 | 56.2964 | 55.35 | 54.4393 | 53.5071 | 52.7036 | 51.8821
California - Long Beach | Mar | C | California - Long Beach-Mar | 54.6097 | 53.9742 | 53.3742 | 52.729 | 52.729 | 52.7032 | 52.7 | 55.6968 | 58.6806 | 61.6839 | 63.0581 | 64.4452 | 65.8258 | 65.7452 | 65.7129 | 65.6516 | 63.6452 | 61.5452 | 59.4935 | 58.5677 | 57.7065 | 56.8032 | 56.0484 | 55.3065
California - Long Beach | Apr | D | California - Long Beach-Apr | 57.2433 | 56.8167 | 56.4033 | 55.9367 | 56.6867 | 57.4167 | 58.1967 | 60.7433 | 63.2867 | 65.83 | 67.13 | 68.39 | 69.6833 | 69.2333 | 68.81 | 68.36 | 65.9933 | 63.65 | 61.26 | 60.4867 | 59.7467 | 58.9767 | 58.4633 | 57.9533
California - Long Beach | May | E | California - Long Beach-May | 60.0161 | 59.5871 | 59.1839 | 58.7 | 59.8258 | 60.9581 | 62.1129 | 64.2097 | 66.3548 | 68.4548 | 69.9161 | 71.3129 | 72.7774 | 72.5548 | 72.3065 | 72.0774 | 69.6613 | 67.2387 | 64.7839 | 63.7161 | 62.671 | 61.6194 | 61.0613 | 60.6032
California - Long Beach | Jun | F | California - Long Beach-Jun | 61.9067 | 61.67 | 61.4533 | 61.2133 | 61.92 | 62.59 | 63.37 | 65.36 | 67.3167 | 69.3033 | 70.4967 | 71.66 | 72.8567 | 72.8867 | 72.9633 | 72.99 | 70.7267 | 68.4167 | 66.1333 | 65.1333 | 64.2 | 63.2333 | 62.75 | 62.4033
California - Long Beach | Jul | G | California - Long Beach-Jul | 66.8516 | 66.7226 | 64.4387 | 64.2677 | 65.1097 | 65.9161 | 66.7613 | 69.1452 | 71.5129 | 73.8903 | 75.7871 | 77.6903 | 79.5806 | 79.4097 | 79.2516 | 79.0806 | 75.8516 | 72.6258 | 69.3355 | 68.2129 | 67.129 | 66.0387 | 65.6516 | 65.2839
California - Long Beach | Aug | H | California - Long Beach-Aug | 63.6226 | 63.4419 | 65.3 | 65.1581 | 64.8226 | 65.0871 | 66.6839 | 68.9355 | 72.1484 | 75.0903 | 76.9355 | 78.9419 | 80.3129 | 81.2806 | 81.1581 | 79.0677 | 75.9968 | 72.5226 | 69.3419 | 67.971 | 67.271 | 66.7452 | 66.2742 | 65.9161
California - Long Beach | Sep | I | California - Long Beach-Sep | 64.5767 | 64.21 | 63.93 | 63.59 | 64.2133 | 64.7667 | 65.39 | 68.1633 | 70.92 | 73.6833 | 75.1733 | 76.6867 | 78.1733 | 77.7167 | 77.26 | 76.7967 | 74.2433 | 71.6833 | 69.0833 | 68.2233 | 67.4033 | 66.5533 | 65.8767 | 65.17
California - Long Beach | Oct | J | California - Long Beach-Oct | 61.0323 | 60.6774 | 60.3742 | 60.0097 | 60.3645 | 60.6839 | 61.0387 | 63.8935 | 66.7677 | 69.6065 | 71.0484 | 72.5419 | 73.9742 | 73.4226 | 72.871 | 72.2935 | 70.0355 | 67.7484 | 65.4452 | 64.5516 | 63.6839 | 62.8032 | 62.0839 | 61.3806
California - Long Beach | Nov | K | California - Long Beach-Nov | 54.23 | 53.7767 | 53.3933 | 52.95 | 53.0633 | 53.1767 | 53.2967 | 56.81 | 60.38 | 63.9 | 65.57 | 67.2267 | 68.9033 | 68.2167 | 67.58 | 66.8867 | 64.7567 | 62.6433 | 60.48 | 59.24 | 58 | 56.8067 | 55.9133 | 55.0533
California - Long Beach | Dec | L | California - Long Beach-Dec | 49.9581 | 49.5452 | 48.5677 | 48.2806 | 47.9097 | 47.5645 | 47.5935 | 49.9935 | 55.271 | 60.1935 | 64.0097 | 67.0323 | 68.0774 | 67.6452 | 66.6516 | 64.4097 | 60.9677 | 58.2516 | 56.829 | 55.4161 | 54.3581 | 53.1581 | 51.9774 | 51.0968
California - Los Angeles | Jan | A | California - Los Angeles-Jan | 52.7129 | 51.9613 | 51.0968 | 50.1484 | 49.7032 | 49.8516 | 50.2032 | 52.7355 | 55.0194 | 58.8 | 61.8516 | 63.3581 | 63.2645 | 62.9806 | 61.8355 | 60.2548 | 58.1903 | 56.7839 | 56.7032 | 56.5774 | 56.3323 | 55.6065 | 54.7774 | 54.0581
California - Los Angeles | Feb | B | California - Los Angeles-Feb | 53.2321 | 52.3393 | 50.9571 | 50.6357 | 50.1571 | 50.1429 | 50.1071 | 52.3643 | 55.7821 | 58.825 | 60.95 | 62.2214 | 62.1857 | 62.0393 | 61.3821 | 60.4607 | 59.0786 | 57.05 | 56.0679 | 55.775 | 55.3393 | 54.8929 | 54.7964 | 54.0643
California - Los Angeles | Mar | C | California - Los Angeles-Mar | 55.0387 | 54.4065 | 53.7097 | 53.2774 | 52.7903 | 52.9226 | 54.3677 | 57.2387 | 60.2129 | 62.5323 | 64.1419 | 64.4419 | 64.0194 | 63.629 | 62.7161 | 61.5677 | 60.4258 | 58.5032 | 57.6355 | 57.3806 | 56.8677 | 56.8613 | 56.3581 | 55.6548
California - Los Angeles | Apr | D | California - Los Angeles-Apr | 57.17 | 56.6367 | 55.34 | 55.4533 | 54.83 | 54.84 | 57.0933 | 60.0133 | 62.53 | 64.2967 | 64.8867 | 64.6133 | 64.48 | 64.2967 | 63.7667 | 63.5667 | 62.34 | 60.7033 | 59.2367 | 59.0733 | 58.8167 | 58.8833 | 58.3733 | 58.4833
California - Los Angeles | May | E | California - Los Angeles-May | 58.9355 | 58.6323 | 58.4032 | 58.1452 | 57.7774 | 58.1452 | 60.3194 | 63.1 | 65.2065 | 66.5903 | 67.3806 | 68.1677 | 68.8323 | 68.3226 | 67.571 | 66.5742 | 65.3806 | 63.5581 | 61.5258 | 60.4645 | 60.0839 | 59.9226 | 59.5161 | 59.4323
California - Los Angeles | Jun | F | California - Los Angeles-Jun | 60.48 | 60.1 | 60.01 | 60.1633 | 60.1233 | 60.88 | 62.2033 | 64.0733 | 65.8533 | 67.3533 | 68.33 | 68.9467 | 69.1967 | 68.84 | 68.3467 | 67.4067 | 66.0567 | 64.32 | 62.4633 | 61.6533 | 61.2267 | 61.0567 | 60.7533 | 60.68
California - Los Angeles | Jul | G | California - Los Angeles-Jul | 66.5645 | 66.3097 | 64.1774 | 64.229 | 64.2129 | 64.7774 | 65.4355 | 67.1581 | 69.7161 | 71.0323 | 71.6774 | 71.8903 | 72.1484 | 72.1161 | 72.0581 | 71.2581 | 70.2645 | 68.7161 | 66.6032 | 65.6742 | 65.2323 | 65.1323 | 65.1806 | 64.7935
California - Los Angeles | Aug | H | California - Los Angeles-Aug | 62.9 | 62.5871 | 64.5129 | 64.5581 | 64.3387 | 64.5645 | 66.771 | 69.6742 | 72.3355 | 73.1774 | 73.3839 | 73.7452 | 73.7129 | 73.1516 | 72.3935 | 71.4323 | 70.1645 | 68.1258 | 66.2226 | 65.5161 | 64.9806 | 64.8677 | 64.7387 | 64.8161
California - Los Angeles | Sep | I | California - Los Angeles-Sep | 64.95 | 64.5367 | 64.0567 | 63.9333 | 63.4233 | 63.6833 | 64.8733 | 67.3167 | 69.8867 | 71.79 | 73.22 | 73.1533 | 73.48 | 73.1 | 72.35 | 71.44 | 70 | 67.8233 | 66.9267 | 66.5833 | 66.2667 | 65.83 | 65.6267 | 65.3833
California - Los Angeles | Oct | J | California - Los Angeles-Oct | 62.1419 | 61.571 | 61.1129 | 60.7226 | 59.7097 | 59.9 | 61.0161 | 63.8516 | 66.7806 | 69.1742 | 70.3613 | 70.271 | 70.5742 | 69.9097 | 68.8097 | 67.0839 | 65.1839 | 63.9806 | 63.8839 | 63.6452 | 63.4419 | 63.1419 | 62.9484 | 62.3419
California - Los Angeles | Nov | K | California - Los Angeles-Nov | 57.7167 | 57.3 | 56.62 | 55.7267 | 55.1667 | 54.77 | 54.6833 | 57.43 | 61.2067 | 64.2967 | 66.97 | 68.13 | 68.5167 | 67.7133 | 66.6467 | 64.4933 | 62.1733 | 61.2067 | 60.5233 | 60.4267 | 59.8833 | 58.98 | 58.7733 | 58.3667
California - Los Angeles | Dec | L | California - Los Angeles-Dec | 54.6387 | 53.271 | 52.0387 | 52.3903 | 51.5129 | 51.1097 | 51.3516 | 54.1968 | 58.4323 | 62.3161 | 65.7645 | 67.1323 | 66.3774 | 64.9387 | 63.5 | 62.0387 | 59.2548 | 58.5548 | 58.229 | 58.0032 | 57.5742 | 56.7452 | 56.0903 | 55.9742
California - Sacramento | Jan | A | California - Sacramento-Jan | 42.4129 | 41.9935 | 41.6258 | 41.2097 | 40.8742 | 40.529 | 40.1677 | 41.5613 | 42.8871 | 44.2645 | 46.3935 | 48.5226 | 50.6387 | 51.2129 | 51.6968 | 52.2677 | 50.6677 | 49.1097 | 47.471 | 46.4774 | 45.529 | 44.5645 | 43.8871 | 43.2097
California - Sacramento | Feb | B | California - Sacramento-Feb | 46.1179 | 45.25 | 44.3893 | 43.7929 | 43.2286 | 42.7107 | 42.5893 | 43.8071 | 46.6286 | 49.3464 | 52.7464 | 55.2393 | 57.2107 | 58.0714 | 58.9 | 58.8536 | 57.35 | 54.875 | 52.1857 | 50.7714 | 49.3821 | 47.9321 | 47.0857 | 46.7214
California - Sacramento | Mar | C | California - Sacramento-Mar | 44.8097 | 43.9645 | 43.0323 | 42.6677 | 42.4677 | 42.0194 | 43.0065 | 45.7452 | 48.7387 | 52.0516 | 54.5774 | 56.3613 | 57.8613 | 59.1677 | 59.8613 | 59.8613 | 59.0097 | 56.2742 | 52.9903 | 50.6452 | 49.1129 | 47.9161 | 46.5548 | 45.6323
California - Sacramento | Apr | D | California - Sacramento-Apr | 49.3733 | 48.6 | 47.8167 | 47.0433 | 47.8433 | 48.6 | 49.3967 | 52.93 | 56.4667 | 60 | 61.9367 | 63.8333 | 65.7667 | 66.1167 | 66.4033 | 66.7667 | 64.36 | 61.9833 | 59.52 | 57.0067 | 54.5333 | 52.09 | 51.16 | 50.3133
California - Sacramento | May | E | California - Sacramento-May | 54.3065 | 53.5677 | 52.8548 | 52.1161 | 53.6258 | 55.1871 | 56.7419 | 60.771 | 64.8 | 68.8032 | 71.6645 | 74.4968 | 77.3484 | 77.9613 | 78.6194 | 79.2258 | 75.429 | 71.6419 | 67.7871 | 64.3129 | 60.8516 | 57.4065 | 56.3323 | 55.2742
California - Sacramento | Jun | F | California - Sacramento-Jun | 57.4367 | 56.57 | 55.7233 | 54.85 | 56.8867 | 58.9633 | 61.0267 | 65.35 | 69.65 | 73.9667 | 77.0433 | 80.15 | 83.24 | 83.7633 | 84.2433 | 84.7667 | 81.0367 | 77.3033 | 73.49 | 69.5067 | 65.62 | 61.7533 | 60.4067 | 59.0967
California - Sacramento | Jul | G | California - Sacramento-Jul | 64.5387 | 63.4161 | 60.3774 | 59.2548 | 60.3903 | 61.5355 | 62.6903 | 67.4806 | 72.229 | 77.0194 | 80.8645 | 84.671 | 88.5194 | 89.7484 | 90.9871 | 92.1968 | 87.9645 | 83.7323 | 79.4548 | 75.1387 | 70.8097 | 66.529 | 65.2129 | 63.8677
California - Sacramento | Aug | H | California - Sacramento-Aug | 60.6065 | 59.8 | 61.0387 | 60.1645 | 59.2258 | 59.0581 | 61.9129 | 66.7968 | 71.4677 | 75.7903 | 80.4677 | 84.4839 | 87.7419 | 90.071 | 91.2871 | 91.3097 | 88.8323 | 84.3839 | 77.4774 | 71.6968 | 68.2452 | 66.0839 | 64.4968 | 63.7839
California - Sacramento | Sep | I | California - Sacramento-Sep | 60.7733 | 59.8533 | 58.9433 | 58 | 58.4767 | 58.9167 | 59.3933 | 64.0267 | 68.6633 | 73.2967 | 76.7 | 80.1133 | 83.5 | 84.2733 | 84.95 | 85.7033 | 81.3367 | 76.9933 | 72.5933 | 69.8433 | 67.1567 | 64.4333 | 63.2433 | 62.13
California - Sacramento | Oct | J | California - Sacramento-Oct | 55.4065 | 55.0226 | 53.9935 | 52.9516 | 52.7161 | 52.1581 | 52.4258 | 56.8452 | 61.4935 | 65.6355 | 69.3129 | 71.7258 | 73.7806 | 75.0258 | 75.6935 | 74.8258 | 72.2645 | 67.3645 | 63.8129 | 61.729 | 60.2 | 59.0194 | 57.671 | 56.5806
California - Sacramento | Nov | K | California - Sacramento-Nov | 48.2033 | 47.77 | 47.5533 | 47.4167 | 46.8867 | 46.4133 | 45.6967 | 47.3933 | 50.7367 | 53.8133 | 55.74 | 58.06 | 59.8067 | 61.0067 | 61.23 | 60.9633 | 57.9733 | 54.9967 | 53.6233 | 52.7733 | 51.7233 | 50.4967 | 49.47 | 48.4067
California - Sacramento | Dec | L | California - Sacramento-Dec | 41.6194 | 41.4452 | 41.3677 | 41.2452 | 40.8226 | 40.4355 | 40.1742 | 40.5258 | 42.6387 | 45.1323 | 47.5226 | 49.3452 | 51.1194 | 52.3161 | 52.8452 | 52.2258 | 49.7161 | 47.4258 | 46.0677 | 44.8452 | 44.1226 | 43.3387 | 42.7516 | 42.2903
California - San Diego | Jan | A | California - San Diego-Jan | 52.1323 | 51.6516 | 50.8419 | 50.5161 | 49.9548 | 49.8065 | 50.1 | 51.9839 | 55.7065 | 59.2871 | 62.4613 | 63.8194 | 63.6645 | 63.7258 | 63.0806 | 61.8129 | 59.4581 | 57.9 | 57.0935 | 56.3516 | 55.2032 | 54.4194 | 53.2839 | 52.8839
California - San Diego | Feb | B | California - San Diego-Feb | 55.775 | 55.2464 | 54.7786 | 54.2393 | 54.05 | 53.8857 | 53.7107 | 56.6464 | 59.5679 | 62.5036 | 63.6214 | 64.725 | 65.8571 | 64.9857 | 64.0786 | 63.2393 | 62.2321 | 61.2321 | 60.2179 | 59.4607 | 58.725 | 57.9536 | 57.3214 | 56.6786
California - San Diego | Mar | C | California - San Diego-Mar | 57.4226 | 56.9129 | 56.4387 | 55.9097 | 55.8581 | 55.8 | 55.7226 | 57.8968 | 60.1065 | 62.2806 | 63.3258 | 64.329 | 65.3903 | 64.9161 | 64.4581 | 64 | 62.8484 | 61.6645 | 60.4968 | 60.0452 | 59.6613 | 59.2129 | 58.5935 | 58.0323
California - San Diego | Apr | D | California - San Diego-Apr | 58.9033 | 58.5233 | 58.1467 | 57.75 | 58.3133 | 58.8933 | 59.4533 | 61.5067 | 63.5433 | 65.59 | 66.35 | 67.0767 | 67.8267 | 67.4467 | 67.13 | 66.7433 | 65.4 | 63.9967 | 62.67 | 62.02 | 61.4533 | 60.8267 | 60.1667 | 59.5633
California - San Diego | May | E | California - San Diego-May | 59.0161 | 58.7677 | 58.5839 | 58.3419 | 59.1194 | 59.871 | 60.6742 | 61.9484 | 63.2516 | 64.5194 | 65.0774 | 65.5548 | 66.0903 | 65.5161 | 64.9581 | 64.3806 | 63.1194 | 61.7968 | 60.5452 | 60.2645 | 60.0645 | 59.8097 | 59.5548 | 59.3258
California - San Diego | Jun | F | California - San Diego-Jun | 64.1733 | 64.0233 | 63.89 | 63.7367 | 64.2433 | 64.7267 | 65.2133 | 66.7567 | 68.2967 | 69.8267 | 70.36 | 70.8267 | 71.37 | 71.0233 | 70.7667 | 70.4367 | 69.18 | 67.9867 | 66.7167 | 66.13 | 65.63 | 65.0167 | 64.7533 | 64.5167
California - San Diego | Jul | G | California - San Diego-Jul | 70.1677 | 69.9323 | 67.4903 | 67.4742 | 67.3452 | 67.7258 | 68.5903 | 70.4032 | 71.8452 | 73.1806 | 73.7548 | 74.1613 | 74.329 | 74.2129 | 73.5645 | 73.2065 | 72.4355 | 71.1968 | 69.7613 | 69.229 | 69.0355 | 68.6065 | 68.471 | 68.4387
California - San Diego | Aug | H | California - San Diego-Aug | 65.6839 | 65.7484 | 67.7 | 67.5516 | 67.4839 | 67.6903 | 69.1194 | 71.0194 | 72.8194 | 74.7774 | 75.6774 | 76.5677 | 76.3968 | 75.8903 | 75.671 | 74.0935 | 72.3161 | 70.5677 | 69.0194 | 68.4968 | 68.2129 | 67.9742 | 67.7677 | 67.7419
California - San Diego | Sep | I | California - San Diego-Sep | 67.47 | 67.1633 | 66.8867 | 66.58 | 67.09 | 67.52 | 68.04 | 69.8267 | 71.56 | 73.36 | 74.0133 | 74.65 | 75.3167 | 74.97 | 74.62 | 74.2767 | 73.0167 | 71.7367 | 70.48 | 69.9267 | 69.4033 | 68.8433 | 68.4033 | 67.9567
California - San Diego | Oct | J | California - San Diego-Oct | 63.9258 | 63.5935 | 63.2516 | 62.7419 | 62.3742 | 61.9935 | 62.8968 | 65.4032 | 67.7 | 69.6129 | 70.929 | 71.7161 | 72 | 72.1935 | 71.5645 | 70.7581 | 68.9968 | 67.7226 | 67.2323 | 66.6419 | 65.9129 | 65.4516 | 64.8903 | 64.329
California - San Diego | Nov | K | California - San Diego-Nov | 58.0833 | 57.2867 | 56.5567 | 55.74 | 55.82 | 55.8867 | 55.94 | 58.8933 | 61.82 | 64.7633 | 65.7967 | 66.7933 | 67.82 | 67.05 | 66.31 | 65.5233 | 64.4667 | 63.3633 | 62.2767 | 61.48 | 60.7567 | 59.97 | 59.2567 | 58.61
California - San Diego | Dec | L | California - San Diego-Dec | 52.6645 | 51.7935 | 50.9097 | 50.0903 | 50.0935 | 49.8484 | 49.7419 | 52.6839 | 56.671 | 60.8097 | 64.5871 | 66.3548 | 66.3548 | 65.8 | 64.5419 | 63.4968 | 60.4677 | 59.1032 | 58.0419 | 56.7581 | 55.6935 | 54.9839 | 54.2516 | 53.7355
California - San Francisco | Jan | A | California - San Francisco-Jan | 44.5774 | 43.6355 | 42.8065 | 42.8161 | 42.3065 | 41.7226 | 41.5097 | 42.8677 | 45.7323 | 48.0742 | 49.7129 | 51.1968 | 52.5194 | 53.6129 | 53.8548 | 54.0581 | 52.4581 | 50.7387 | 49.9677 | 48.9194 | 48.529 | 47.4065 | 47.1355 | 45.7516
California - San Francisco | Feb | B | California - San Francisco-Feb | 49.9286 | 49.1357 | 48.325 | 47.5071 | 47.3429 | 47.1643 | 46.9964 | 48.6143 | 50.2 | 51.8214 | 53.7536 | 55.6714 | 57.5893 | 58.1036 | 58.6179 | 59.1393 | 57.4143 | 55.6321 | 53.925 | 53.1821 | 52.5107 | 51.8286 | 51.1714 | 50.5929
California - San Francisco | Mar | C | California - San Francisco-Mar | 48.3677 | 47.9839 | 47.7065 | 47.1 | 46.5226 | 46.1645 | 47.1968 | 49.7677 | 52.0774 | 53.2323 | 54.6742 | 56.0226 | 57 | 57.3935 | 57.2613 | 56.5387 | 55.2871 | 53.1968 | 51.6161 | 50.8774 | 50.2806 | 49.8355 | 49.429 | 48.8452
California - San Francisco | Apr | D | California - San Francisco-Apr | 49.8133 | 49.5133 | 49.02 | 48.58 | 48.03 | 48.0567 | 51.0367 | 53.75 | 55.5133 | 57.22 | 58.8267 | 60.1233 | 60.75 | 60.66 | 60.0533 | 59.0767 | 57.7567 | 55.8467 | 54.3467 | 53.1767 | 52.18 | 51.8267 | 51.1033 | 50.4567
California - San Francisco | May | E | California - San Francisco-May | 51.7032 | 51.2613 | 50.9226 | 50.829 | 50.371 | 51.1484 | 54.1065 | 56.8548 | 59.2419 | 61.2 | 63.2419 | 65.2419 | 65.671 | 65.2806 | 64.2677 | 62.5097 | 60.7968 | 58.5323 | 56.0742 | 54.3419 | 53.529 | 52.9742 | 52.4871 | 51.7839
California - San Francisco | Jun | F | California - San Francisco-Jun | 53.7833 | 53.54 | 53.3533 | 53.1133 | 54.0067 | 54.8867 | 55.7833 | 58.1933 | 60.5567 | 62.95 | 63.8867 | 64.8067 | 65.7267 | 65.1633 | 64.5767 | 64.0067 | 61.9567 | 59.8867 | 57.83 | 56.86 | 56.0233 | 55.07 | 54.6333 | 54.2867
California - San Francisco | Jul | G | California - San Francisco-Jul | 56.929 | 56.8742 | 55.0903 | 55.0323 | 55.9 | 56.7677 | 57.6839 | 60.2065 | 62.6968 | 65.2065 | 66.7355 | 68.2839 | 69.8161 | 68.9548 | 68.1677 | 67.3129 | 65.0097 | 62.6774 | 60.3516 | 59.171 | 58.029 | 56.8677 | 56.2645 | 55.7581
California - San Francisco | Aug | H | California - San Francisco-Aug | 54.0839 | 53.8839 | 55.1516 | 54.7032 | 54.6903 | 54.7129 | 57.1774 | 60.3097 | 62.7 | 64.8935 | 68.0806 | 69.6645 | 70.1839 | 69.7129 | 68.229 | 66.4419 | 65.2968 | 62.9065 | 60.1387 | 58.7226 | 57.9935 | 57.4387 | 56.9645 | 56.4355
California - San Francisco | Sep | I | California - San Francisco-Sep | 57 | 56.41 | 56.0233 | 55.5233 | 55.5467 | 55.9733 | 57.5433 | 60.6667 | 63.4767 | 65.6867 | 68.56 | 70.69 | 71.32 | 70.4467 | 69.82 | 68.4633 | 65.8833 | 63.21 | 61.05 | 60.3233 | 59.58 | 59.0733 | 58.3767 | 57.5067
California - San Francisco | Oct | J | California - San Francisco-Oct | 55.1839 | 54.7161 | 54.3452 | 53.8871 | 54.1032 | 54.3065 | 54.5097 | 56.8355 | 59.1806 | 61.5032 | 63.4258 | 65.3806 | 67.2903 | 66.5258 | 65.7613 | 64.9742 | 62.8742 | 60.8161 | 58.6968 | 58.029 | 57.3806 | 56.7161 | 56.129 | 55.629
California - San Francisco | Nov | K | California - San Francisco-Nov | 51.3767 | 50.7433 | 50.1233 | 49.4567 | 49.4233 | 49.4967 | 49.4967 | 51.6733 | 53.8733 | 56.05 | 57.31 | 58.56 | 59.8067 | 59.4833 | 59.1733 | 58.8633 | 57.8367 | 56.8 | 55.7533 | 54.9667 | 54.1967 | 53.3967 | 52.6267 | 51.9033
California - San Francisco | Dec | L | California - San Francisco-Dec | 46.129 | 45.9065 | 45.8097 | 45.2742 | 45.0871 | 44.8742 | 44.7548 | 45.1516 | 47.2774 | 48.7806 | 50.3323 | 51.4161 | 52.2677 | 53.1323 | 53.6129 | 53.1 | 51.3323 | 50.7387 | 50.0645 | 49.3613 | 48.5258 | 48.0677 | 47.2129 | 46.6581
California - Santa Maria | Jan | A | California - Santa Maria-Jan | 42.4355 | 41.6645 | 40.8613 | 40.3 | 40.1065 | 39.1355 | 38.9548 | 43.8774 | 48.8387 | 53.7742 | 56.8323 | 59.8419 | 62.9 | 62.0129 | 61.0903 | 60.1871 | 56.5968 | 53.0258 | 49.371 | 48.0032 | 46.6032 | 45.271 | 44.6452 | 43.4742
California - Santa Maria | Feb | B | California - Santa Maria-Feb | 43.825 | 42.5929 | 41.4857 | 41.2929 | 41.4964 | 41.7571 | 41.4179 | 44.9714 | 51.7321 | 56.8214 | 60.4429 | 62.8821 | 63.8607 | 64.0214 | 62.8607 | 61.3536 | 58.7 | 54.5714 | 51.3143 | 49.7071 | 48.6214 | 46.8536 | 45.7964 | 44.5179
California - Santa Maria | Mar | C | California - Santa Maria-Mar | 44.1774 | 42.9968 | 41.6968 | 41.1194 | 41.6871 | 42.3613 | 43.6387 | 49.5065 | 54.8484 | 59.1387 | 61.2774 | 62.7484 | 63.4 | 62.3871 | 61.329 | 60.1871 | 57.7581 | 54.9194 | 51.9161 | 50.2742 | 49.2613 | 47.7194 | 46.5742 | 45.2613
California - Santa Maria | Apr | D | California - Santa Maria-Apr | 47.1867 | 46.96 | 46.79 | 46.46 | 46.24 | 46.13 | 48.0933 | 51.9933 | 55.9267 | 59.81 | 61.3567 | 62.85 | 64.3867 | 63.2 | 62.0567 | 60.8733 | 57.9267 | 54.95 | 52.0167 | 50.7733 | 49.6 | 48.3867 | 48.1067 | 47.5467
California - Santa Maria | May | E | California - Santa Maria-May | 49.8 | 49.0065 | 48.8935 | 49.2032 | 49.3581 | 50.4581 | 53.1097 | 57.2516 | 60.471 | 62.8097 | 64.7484 | 65.2452 | 64.3387 | 64.1258 | 62.9258 | 61.6065 | 59.7161 | 57.4581 | 54.5032 | 53.1 | 52.4097 | 51.5613 | 51.0419 | 50.2968
California - Santa Maria | Jun | F | California - Santa Maria-Jun | 53.0167 | 52.9233 | 52.7067 | 52.76 | 52.5933 | 53.5633 | 55.11 | 57.4767 | 60.25 | 62.66 | 64.2 | 64.62 | 64.2967 | 64.5267 | 64 | 63.3533 | 61.6267 | 59.6133 | 57.1167 | 55.76 | 54.9167 | 54.47 | 53.7233 | 53.4033
California - Santa Maria | Jul | G | California - Santa Maria-Jul | 56.3581 | 56.1097 | 54.0742 | 53.4323 | 53.4065 | 54.1968 | 56.0677 | 60.0677 | 64.0774 | 68.0839 | 69.2645 | 70.4581 | 71.6484 | 70.6935 | 69.7806 | 68.8516 | 65.7323 | 62.6097 | 59.4548 | 57.7968 | 56.8645 | 56.0097 | 55.4226 | 55.1097
California - Santa Maria | Aug | H | California - Santa Maria-Aug | 53.5419 | 53.229 | 54.7323 | 54.3548 | 54.1355 | 54.3613 | 56.0419 | 59.8935 | 63.7677 | 67.6 | 69.0323 | 70.4387 | 71.9 | 70.7129 | 69.5516 | 68.3742 | 65.1742 | 62.0226 | 58.8129 | 57.4677 | 56.7903 | 56.4194 | 55.8806 | 55.5613
California - Santa Maria | Sep | I | California - Santa Maria-Sep | 54.4733 | 54.3467 | 54.1467 | 53.9733 | 53.84 | 53.6667 | 55.2833 | 59.0967 | 62.8867 | 66.6867 | 68.2067 | 69.7133 | 71.24 | 69.9033 | 68.5867 | 67.2467 | 64.3133 | 61.44 | 58.47 | 57.4767 | 56.4667 | 56.1567 | 55.52 | 55.0033
California - Santa Maria | Oct | J | California - Santa Maria-Oct | 52.2839 | 50.8581 | 50.071 | 50.2806 | 50.9161 | 50.6677 | 52.629 | 59.0968 | 64.3387 | 68.1581 | 70.9032 | 72.2613 | 72.071 | 70.4871 | 67.8161 | 65.6097 | 62.8129 | 58.8677 | 57.0484 | 55.1806 | 54.2677 | 53.7032 | 52.8548 | 52.2097
California - Santa Maria | Nov | K | California - Santa Maria-Nov | 48.17 | 47.1167 | 46.8 | 45.9167 | 46.3867 | 46.2467 | 46.3933 | 50.4667 | 55.7633 | 60.2 | 63.3267 | 64.7233 | 65.0333 | 63.8 | 62.6867 | 61.2633 | 57.13 | 54.6033 | 52.6633 | 51.9633 | 50.8933 | 49.74 | 49.45 | 48.7167
California - Santa Maria | Dec | L | California - Santa Maria-Dec | 42.5645 | 41.6516 | 41.2806 | 40.7677 | 40.6258 | 39.8613 | 39.9065 | 44.7935 | 49.6677 | 54.5419 | 56.9065 | 59.2258 | 61.5806 | 60.5129 | 59.4677 | 58.3839 | 55.1484 | 51.9387 | 48.7129 | 47.4645 | 46.2161 | 44.9742 | 44.6323 | 43.0323
Colorado - Alamosa | Jan | A | Colorado - Alamosa-Jan | 6.3581 | 5.5032 | 4.2258 | 3.9355 | 2.8903 | 2.2226 | 0.15806 | 2.0774 | 10.6484 | 17.2387 | 22.9645 | 27.1935 | 30.4774 | 31.9065 | 33.0903 | 32.1129 | 26.5516 | 21.4516 | 17.4839 | 15.2968 | 12.8452 | 11.9323 | 9.129 | 7.9677
Colorado - Alamosa | Feb | B | Colorado - Alamosa-Feb | 15.4643 | 14.1714 | 13.0643 | 11.875 | 10.6893 | 10.9107 | 11.0679 | 11.325 | 16.7179 | 22.1036 | 27.4857 | 29.8179 | 32.1393 | 34.4464 | 34.0071 | 33.5714 | 33.1393 | 29.7357 | 26.3 | 22.9 | 21.3464 | 19.8429 | 18.2964 | 16.9964
Colorado - Alamosa | Mar | C | Colorado - Alamosa-Mar | 28.671 | 27.9032 | 26.6742 | 25.9839 | 25.0097 | 24.4677 | 24.8452 | 29.3968 | 34.1161 | 37.1194 | 39.9968 | 42.4935 | 44.2 | 45.3742 | 46.2258 | 45.0903 | 43.6839 | 40.4839 | 36.329 | 34.3516 | 32.7323 | 31.7129 | 31.4226 | 30.3258
Colorado - Alamosa | Apr | D | Colorado - Alamosa-Apr | 32.4667 | 30.8367 | 29.1467 | 27.4 | 25.9033 | 30.25 | 34.5767 | 38.9267 | 43.1133 | 47.2933 | 51.47 | 53.2467 | 55.0167 | 56.7867 | 56.3633 | 55.9467 | 55.5167 | 51.7133 | 47.9 | 44.1 | 41.53 | 39.0067 | 36.4533 | 34.79
Colorado - Alamosa | May | E | Colorado - Alamosa-May | 39.4645 | 38.6677 | 38.171 | 37.229 | 35.7 | 38.5065 | 44.8258 | 50.3258 | 54.8774 | 58.4452 | 61.1548 | 63.7742 | 64.7194 | 65.4871 | 64.6806 | 64.4484 | 62.3194 | 59.4774 | 54.6839 | 50.8161 | 47.7323 | 45.8677 | 43.2806 | 41.6419
Colorado - Alamosa | Jun | F | Colorado - Alamosa-Jun | 47.1233 | 46.0667 | 44.6733 | 43.8233 | 45.1867 | 47.0167 | 53.9767 | 59.8 | 64.2733 | 68.02 | 71.0267 | 73.2233 | 74.2167 | 74.49 | 73.0067 | 72.6967 | 70.37 | 67.31 | 61.79 | 58.0833 | 54.4233 | 51.9833 | 49.6767 | 48.5733
Colorado - Alamosa | Jul | G | Colorado - Alamosa-Jul | 55.9 | 54.9452 | 51.6516 | 50.3355 | 50.3871 | 51.8419 | 56 | 60.4323 | 65 | 69.2387 | 72.9516 | 75.829 | 77.8419 | 78.0871 | 76.3194 | 74.6645 | 72.8419 | 69.8258 | 67.029 | 62.4355 | 60.6484 | 59.229 | 57.2387 | 55.5226
Colorado - Alamosa | Aug | H | Colorado - Alamosa-Aug | 49.6 | 47.9484 | 48.6032 | 47.3903 | 46.1484 | 50.3258 | 54.5065 | 58.7258 | 63.4548 | 68.1 | 72.8065 | 74.0806 | 75.3097 | 76.571 | 75.6387 | 74.7097 | 73.7742 | 69.5742 | 65.2935 | 61.0742 | 58.8548 | 56.6194 | 54.4516 | 52.7968
Colorado - Alamosa | Sep | I | Colorado - Alamosa-Sep | 44.6067 | 43.3833 | 42.3367 | 41.21 | 40.1567 | 43.2733 | 46.4333 | 49.5433 | 53.75 | 57.9667 | 62.17 | 64.4167 | 66.66 | 68.88 | 68.0867 | 67.2333 | 66.4233 | 62.2133 | 57.94 | 53.7267 | 51.4867 | 49.2633 | 47.0767 | 45.8333
Colorado - Alamosa | Oct | J | Colorado - Alamosa-Oct | 32.4032 | 30.9161 | 29.4129 | 28.271 | 27.071 | 25.1097 | 27.2774 | 38.071 | 45.1355 | 50.3065 | 53.8355 | 56.9968 | 59.0258 | 59.5903 | 59.3581 | 58.1516 | 53.0032 | 48.1645 | 43.4839 | 41.3097 | 38.6968 | 37.6161 | 35.3742 | 33.9871
Colorado - Alamosa | Nov | K | Colorado - Alamosa-Nov | 20.4333 | 19.3333 | 18.0033 | 16.7167 | 15.3933 | 16.5033 | 17.5833 | 18.6867 | 24.9233 | 31.1467 | 37.3667 | 39.7433 | 42.1033 | 44.4667 | 42.95 | 41.43 | 39.91 | 36.0467 | 32.08 | 28.2033 | 26.0467 | 23.8867 | 21.7467 | 20.66
Colorado - Alamosa | Dec | L | Colorado - Alamosa-Dec | 7.3645 | 6.2774 | 5.829 | 5.4032 | 4.9613 | 4.9323 | 4.9194 | 4.9129 | 10.7806 | 16.6581 | 22.529 | 25.2032 | 27.8581 | 30.5226 | 28.6581 | 26.7903 | 24.9258 | 21.0194 | 17.1452 | 13.2323 | 12.0452 | 10.8645 | 9.6871 | 8.5645
Colorado - Boulder | Jan | A | Colorado - Boulder-Jan | 23.9968 | 23.3355 | 23.2 | 23.0194 | 22.8677 | 23.0065 | 23.1677 | 23.3032 | 28.0355 | 32.7581 | 37.4742 | 39.1065 | 40.7516 | 42.3935 | 40.5323 | 38.7161 | 36.8548 | 34.6194 | 32.4129 | 30.2032 | 28.6484 | 27.0774 | 25.5129 | 24.8968
Colorado - Boulder | Feb | B | Colorado - Boulder-Feb | 27.9679 | 27.15 | 26.4893 | 26.3107 | 25.8964 | 25.525 | 25.0286 | 28.2607 | 32.375 | 36.3 | 39.1964 | 41.3321 | 42.95 | 42.8964 | 43.2464 | 41.4393 | 38.9143 | 35.6036 | 33.6679 | 32.3821 | 31.5286 | 30.4679 | 29.4464 | 28.0071
Colorado - Boulder | Mar | C | Colorado - Boulder-Mar | 30.6323 | 29.9032 | 29.7194 | 29.529 | 29.3387 | 31.5129 | 33.6774 | 35.8677 | 39.5903 | 43.2935 | 47.0129 | 48.2129 | 49.4258 | 50.6258 | 49.1097 | 47.5968 | 46.0806 | 42.7484 | 39.3645 | 36.0258 | 34.7484 | 33.5194 | 32.2839 | 31.5968
Colorado - Boulder | Apr | D | Colorado - Boulder-Apr | 41.0233 | 40.29 | 38.95 | 38.3433 | 37.8067 | 38.0867 | 42.34 | 47.24 | 50.79 | 53.5933 | 55.6233 | 57.1867 | 58.3633 | 59.25 | 59.03 | 58.3433 | 57.0667 | 54.7867 | 51.6 | 49.0767 | 46.45 | 45.42 | 43.6933 | 41.2033
Colorado - Boulder | May | E | Colorado - Boulder-May | 48.2258 | 46.8065 | 45.7065 | 44.3516 | 43.3613 | 45.8774 | 50.6 | 54.4903 | 57.8355 | 61.5419 | 64.1065 | 65.8065 | 67.0258 | 67.1613 | 67.2581 | 66.7806 | 65.5129 | 64.2968 | 60.6355 | 57.4516 | 55.3097 | 53.2387 | 51.5065 | 49.7548
Colorado - Boulder | Jun | F | Colorado - Boulder-Jun | 56.0467 | 54.81 | 53.58 | 52.7567 | 51.8667 | 55.54 | 59.3667 | 63.0867 | 67.1 | 70.4867 | 73.0433 | 75.7433 | 76.6433 | 76.45 | 75.7533 | 75.55 | 74.42 | 72.5267 | 69.21 | 65.12 | 62.8567 | 60.8433 | 59.38 | 57.7767
Colorado - Boulder | Jul | G | Colorado - Boulder-Jul | 67.8452 | 67.0677 | 64.0968 | 62.8645 | 62.0581 | 64.1774 | 68.0806 | 71.5129 | 74.6484 | 77.8484 | 80.3903 | 83.0032 | 84.7032 | 85.0355 | 83.7097 | 82.4774 | 80.9 | 79.2581 | 76.0226 | 73.929 | 72.3032 | 71.271 | 68.9032 | 66.9258
Colorado - Boulder | Aug | H | Colorado - Boulder-Aug | 59.0871 | 58.2871 | 59.3065 | 58.6129 | 57.8355 | 58.9581 | 63.7484 | 68.6097 | 73.0742 | 77.1806 | 80.1161 | 82.1452 | 83.5194 | 82.8742 | 81.5129 | 80.1226 | 78.6516 | 75.8742 | 71.5129 | 68.4258 | 66.7 | 65.3387 | 64.0613 | 62.7677
Colorado - Boulder | Sep | I | Colorado - Boulder-Sep | 54.4933 | 52.7033 | 51.3567 | 50.0533 | 49.6633 | 48.5267 | 53.0233 | 58.6567 | 63.2867 | 67.7733 | 70.8467 | 73.2367 | 75.14 | 76.0233 | 76.0867 | 75.3333 | 73.7167 | 69.8467 | 65.1967 | 62.38 | 59.5067 | 58.1267 | 56.25 | 55.3067
Colorado - Boulder | Oct | J | Colorado - Boulder-Oct | 42.9613 | 42.4032 | 41.3323 | 41.2419 | 40.6903 | 40.8806 | 42.8581 | 48.2323 | 53.4419 | 57.9806 | 61.1903 | 63.3548 | 64.3032 | 64.8194 | 64.9484 | 64.1 | 60.971 | 55.5 | 52.2839 | 49.9871 | 47.5903 | 45.829 | 44.429 | 43.3
Colorado - Boulder | Nov | K | Colorado - Boulder-Nov | 32.2867 | 31.7933 | 31.2833 | 30.79 | 30.3 | 31.62 | 32.9833 | 34.34 | 38.28 | 42.22 | 46.1533 | 47.69 | 49.2633 | 50.7933 | 48.2967 | 45.8133 | 43.3033 | 41.07 | 38.73 | 36.4367 | 35.11 | 33.8 | 32.4833 | 31.9567
Colorado - Boulder | Dec | L | Colorado - Boulder-Dec | 24.6226 | 24.5 | 24.2161 | 23.771 | 22.629 | 21.8806 | 22.2968 | 23.5839 | 28.9516 | 32.7903 | 35.5194 | 38.5677 | 39.2323 | 38.9161 | 38.3226 | 35.8129 | 32.4129 | 29.6129 | 28.971 | 27.9258 | 26.7355 | 26.3161 | 25.5968 | 25.2774
Colorado - Colorado Springs | Jan | A | Colorado - Colorado Springs-Jan | 22.1935 | 21.6258 | 21.3871 | 21.1258 | 20.871 | 21.2032 | 21.5097 | 21.8323 | 25.3903 | 28.9355 | 32.4871 | 33.6774 | 34.8516 | 36.0355 | 34.5484 | 33.1097 | 31.6387 | 29.8226 | 27.9935 | 26.1806 | 25.6581 | 25.0903 | 24.5355 | 23.9581
Colorado - Colorado Springs | Feb | B | Colorado - Colorado Springs-Feb | 25.7929 | 26.3107 | 26.525 | 26.6179 | 26.7571 | 26.0821 | 25.7286 | 28.2643 | 33.4321 | 36.7821 | 38.8607 | 39.9571 | 40.925 | 40.9964 | 40.9107 | 40.1321 | 37.8536 | 33.3643 | 30.8571 | 29.7893 | 27.975 | 27.4393 | 26.3821 | 25.3464
Colorado - Colorado Springs | Mar | C | Colorado - Colorado Springs-Mar | 29.3871 | 28.1258 | 27.5613 | 27.0677 | 27.1161 | 26.7968 | 27.7548 | 31.6581 | 35.3839 | 38.8 | 40.8194 | 42.0548 | 43.1226 | 43.8161 | 44.3032 | 44.0516 | 42.9323 | 39.4613 | 36.4935 | 34.8097 | 33.4774 | 32.3742 | 31.2581 | 30.9839
Colorado - Colorado Springs | Apr | D | Colorado - Colorado Springs-Apr | 36.0867 | 34.7933 | 34.1067 | 33.4067 | 32.68 | 36.0067 | 39.35 | 42.7233 | 45.5867 | 48.44 | 51.3033 | 52.81 | 54.3367 | 55.8667 | 54.97 | 54.1167 | 53.22 | 49.8933 | 46.52 | 43.2033 | 41.6533 | 40.14 | 38.6333 | 37.37
Colorado - Colorado Springs | May | E | Colorado - Colorado Springs-May | 45.8903 | 44.9645 | 43.8774 | 43.229 | 43.1581 | 46.2806 | 50.971 | 55.0645 | 57.4323 | 60.0548 | 61.971 | 63.9613 | 64.9806 | 65.8742 | 65.7806 | 64.7935 | 63.6032 | 61.9194 | 58.6806 | 55.0226 | 52.5 | 50.7161 | 49.1774 | 47.7065
Colorado - Colorado Springs | Jun | F | Colorado - Colorado Springs-Jun | 57.8533 | 56.42 | 55.7133 | 54.99 | 54.2633 | 58.6967 | 63.1967 | 67.66 | 70.4933 | 73.3367 | 76.1767 | 76.3933 | 76.6367 | 76.85 | 76.04 | 75.24 | 74.4233 | 72.0267 | 69.57 | 67.1433 | 65.1567 | 63.2 | 61.22 | 59.7633
Colorado - Colorado Springs | Jul | G | Colorado - Colorado Springs-Jul | 63.7355 | 62.7226 | 59.6484 | 59.2613 | 58.9355 | 61.8677 | 66.7355 | 71.6484 | 74.6 | 77.5 | 79.4839 | 80.8742 | 81.3839 | 81.6161 | 79.9613 | 78.8258 | 77.7387 | 75.9226 | 72.4323 | 68.8774 | 67.0613 | 65.4194 | 63.8516 | 62.4613
Colorado - Colorado Springs | Aug | H | Colorado - Colorado Springs-Aug | 57.6065 | 56.6806 | 58.529 | 58.2742 | 57.9484 | 59.0129 | 62.8613 | 67.229 | 70.7323 | 73.4774 | 75.6129 | 77.4161 | 78.1806 | 78.4871 | 77.829 | 77.4484 | 76.1032 | 72.8968 | 68.9387 | 66.4871 | 64.471 | 62.6548 | 61.5065 | 60.7484
Colorado - Colorado Springs | Sep | I | Colorado - Colorado Springs-Sep | 50.7233 | 49.9467 | 49.73 | 49.63 | 49.13 | 48.93 | 53.0133 | 59.2867 | 62.7867 | 66.36 | 68.5167 | 70.7567 | 71.0467 | 71.0933 | 70.2033 | 68.5967 | 67.1033 | 62.71 | 59.4133 | 56.9833 | 56.1267 | 54.2567 | 52.5233 | 51.57
Colorado - Colorado Springs | Oct | J | Colorado - Colorado Springs-Oct | 44.3323 | 43.7387 | 43.629 | 43.4903 | 43.3839 | 45.7097 | 48.0226 | 50.3129 | 53.6065 | 56.871 | 60.1613 | 61.3806 | 62.5613 | 63.7742 | 62.2355 | 60.6935 | 59.1581 | 55.8516 | 52.5484 | 49.2355 | 47.9065 | 46.6 | 45.271 | 44.5806
Colorado - Colorado Springs | Nov | K | Colorado - Colorado Springs-Nov | 32.0833 | 31.62 | 31.4767 | 31.3633 | 31.2333 | 32.4567 | 33.73 | 34.9867 | 38.4267 | 41.89 | 45.34 | 46.39 | 47.45 | 48.4967 | 46.02 | 43.57 | 41.08 | 38.9233 | 36.8033 | 34.66 | 33.7767 | 32.9167 | 32.03 | 31.6
Colorado - Colorado Springs | Dec | L | Colorado - Colorado Springs-Dec | 26.6161 | 26.5161 | 26.1484 | 25.8581 | 25.5065 | 25.7323 | 25.9032 | 26.1097 | 29.7968 | 33.5452 | 37.2516 | 38.3258 | 39.4194 | 40.5065 | 38.1516 | 35.7774 | 33.4065 | 31.9258 | 30.4226 | 28.9452 | 28.3742 | 27.7387 | 27.1774 | 27.0065
Colorado - Eagle | Jan | A | Colorado - Eagle-Jan | 14.9742 | 13.9903 | 13.3581 | 12.7516 | 12.1129 | 11.7613 | 11.4806 | 11.1161 | 15.1806 | 19.2387 | 23.2968 | 25.8871 | 28.4774 | 31.0742 | 30.2129 | 29.3613 | 28.5 | 26.0194 | 23.529 | 21.1065 | 19.8516 | 18.5968 | 17.3548 | 16.4548
Colorado - Eagle | Feb | B | Colorado - Eagle-Feb | 20.4321 | 19.6179 | 18.9857 | 18.3714 | 17.725 | 17.6714 | 17.6464 | 17.5393 | 21.6786 | 25.7893 | 29.9179 | 31.9571 | 34.0321 | 36.0714 | 35.425 | 34.8429 | 34.2143 | 31.5036 | 28.8286 | 26.1536 | 24.8571 | 23.5464 | 22.2786 | 21.425
Colorado - Eagle | Mar | C | Colorado - Eagle-Mar | 25.771 | 24.9903 | 24.3903 | 23.7581 | 23.1548 | 24.1645 | 25.1323 | 26.1032 | 29.6871 | 33.3 | 36.9065 | 38.5226 | 40.1581 | 41.771 | 41.3323 | 40.871 | 40.4452 | 37.5774 | 34.7258 | 31.9194 | 30.4065 | 28.9065 | 27.4 | 26.6194
Colorado - Eagle | Apr | D | Colorado - Eagle-Apr | 34.25 | 32.9967 | 31.7933 | 30.6333 | 29.4333 | 32.6 | 35.7433 | 38.89 | 43.2567 | 47.59 | 51.9567 | 53.4533 | 54.9367 | 56.4467 | 55.41 | 54.3767 | 53.3367 | 49.6533 | 46.0167 | 42.3733 | 40.5133 | 38.68 | 36.82 | 35.5733
Colorado - Eagle | May | E | Colorado - Eagle-May | 40.7065 | 38.9419 | 37.7258 | 36.5419 | 35.3419 | 39.1323 | 42.9226 | 46.6935 | 51.3839 | 56.0677 | 60.7516 | 62.2871 | 63.729 | 65.2516 | 64.5968 | 63.9226 | 63.271 | 59.9484 | 56.5097 | 53.1677 | 50.3258 | 47.529 | 44.7323 | 42.9194
Colorado - Eagle | Jun | F | Colorado - Eagle-Jun | 44.5933 | 42.9033 | 41.54 | 39.6733 | 38.7433 | 43.5433 | 48.6233 | 54.1533 | 60.7867 | 66.01 | 70.82 | 74.45 | 75.64 | 75.2167 | 75.1067 | 73.85 | 73.2733 | 71.28 | 68.58 | 62.1033 | 57.3867 | 53.19 | 49.3767 | 47.0233
Colorado - Eagle | Jul | G | Colorado - Eagle-Jul | 55.8516 | 53.4355 | 50.4677 | 49.1581 | 47.8065 | 52.0387 | 56.2774 | 60.5645 | 65.7774 | 71.0161 | 76.229 | 77.9613 | 79.6677 | 81.3935 | 80.1871 | 78.971 | 77.7581 | 74.6677 | 71.5226 | 68.3677 | 65.2258 | 62.1065 | 59.0065 | 56.6226
Colorado - Eagle | Aug | H | Colorado - Eagle-Aug | 51.4742 | 49.3903 | 49.8258 | 48.5581 | 47.2903 | 50.371 | 53.5452 | 56.6774 | 62.4 | 68.0968 | 73.8065 | 76.4194 | 79.0516 | 81.6516 | 80.4903 | 79.3129 | 78.1581 | 74.1645 | 70.1032 | 66.0613 | 63.0968 | 60.1387 | 57.2484 | 55.1387
Colorado - Eagle | Sep | I | Colorado - Eagle-Sep | 42.3233 | 40.97 | 39.68 | 38.4667 | 37.4 | 36.4267 | 39.57 | 45.19 | 52.6867 | 59.5067 | 64.7867 | 68.74 | 70.8067 | 71.49 | 71.9167 | 71.4133 | 70.0367 | 65.6067 | 59.17 | 55.1833 | 51.5033 | 47.84 | 45.2767 | 43.53
Colorado - Eagle | Oct | J | Colorado - Eagle-Oct | 33.6032 | 31.9419 | 30.9258 | 29.8484 | 28.8 | 30.6645 | 32.5387 | 34.4839 | 40.3516 | 46.2 | 52.0806 | 55.6 | 59.1194 | 62.6581 | 61.8194 | 60.9935 | 60.1742 | 55.2839 | 50.3548 | 45.4581 | 42.4355 | 39.4581 | 36.4742 | 34.8774
Colorado - Eagle | Nov | K | Colorado - Eagle-Nov | 20.1833 | 19.6767 | 19.52 | 18.9133 | 18.2333 | 18.01 | 18.12 | 21.6233 | 25.74 | 29.9233 | 34.1233 | 37.2967 | 39.34 | 40.8233 | 40.8133 | 39.4767 | 35.1433 | 30.4267 | 27.9167 | 25.6267 | 23.9067 | 22.74 | 21.6 | 20.4567
Colorado - Eagle | Dec | L | Colorado - Eagle-Dec | 14.1419 | 13.3258 | 12.8419 | 12.3613 | 11.8226 | 11.5194 | 11.1613 | 10.9 | 15.3774 | 19.8484 | 24.3194 | 27.4645 | 30.6323 | 33.771 | 31.4161 | 29.0065 | 26.6516 | 23.8484 | 21.071 | 18.2903 | 17.0387 | 15.8258 | 14.571 | 13.7871
Colorado - Grand Junction | Jan | A | Colorado - Grand Junction-Jan | 20.8032 | 19.4677 | 19.4194 | 18.2387 | 17.7548 | 17.1516 | 17.9 | 17.1065 | 21.4387 | 25.4968 | 28.4065 | 31.1258 | 33.1516 | 34.5613 | 34.9613 | 34.4613 | 32.3032 | 26.8677 | 25.0355 | 24.7677 | 23.6839 | 23.1581 | 22.7581 | 21.3903
Colorado - Grand Junction | Feb | B | Colorado - Grand Junction-Feb | 27.9464 | 27.2214 | 26.8929 | 26.525 | 26.1643 | 26.1643 | 26.1857 | 26.1679 | 28.9143 | 31.6107 | 34.35 | 36.3071 | 38.2607 | 40.225 | 40.0679 | 39.8821 | 39.7357 | 36.6179 | 33.4857 | 30.3714 | 29.9964 | 29.6786 | 29.3464 | 28.6107
Colorado - Grand Junction | Mar | C | Colorado - Grand Junction-Mar | 35.2194 | 34.5226 | 33.7419 | 32.9903 | 32.1677 | 33.0968 | 33.9645 | 34.9097 | 37.5774 | 40.2677 | 42.9226 | 44.7032 | 46.4677 | 48.2419 | 48.3774 | 48.529 | 48.671 | 45.8387 | 42.9032 | 40.0323 | 39.0677 | 38.1484 | 37.2258 | 36.5
Colorado - Grand Junction | Apr | D | Colorado - Grand Junction-Apr | 44.6533 | 43.3733 | 42.5767 | 41.8167 | 41.01 | 43.0967 | 45.1533 | 47.2833 | 50.82 | 54.3333 | 57.8667 | 59.3367 | 60.7933 | 62.2633 | 61.98 | 61.6633 | 61.3733 | 57.9167 | 54.45 | 51.0233 | 49.78 | 48.58 | 47.3667 | 46.1133
Colorado - Grand Junction | May | E | Colorado - Grand Junction-May | 55.8452 | 54.6613 | 53.7419 | 53.0516 | 51.7935 | 52.9323 | 56.8355 | 60.8677 | 63.6355 | 66.9355 | 69.871 | 70.8548 | 72.8065 | 73.6871 | 73.6387 | 73.8613 | 72.571 | 71.0323 | 68.5032 | 64.9194 | 62.1419 | 60.271 | 58.5065 | 57.2226
Colorado - Grand Junction | Jun | F | Colorado - Grand Junction-Jun | 64.9433 | 63.96 | 62.7633 | 61.6067 | 60.3833 | 63.3533 | 66.3467 | 69.3967 | 72.3 | 75.1767 | 78.0533 | 79.7533 | 81.42 | 83.1033 | 83.08 | 83.02 | 82.9933 | 80.03 | 77.0367 | 74.05 | 71.66 | 69.3033 | 66.9933 | 66.1033
Colorado - Grand Junction | Jul | G | Colorado - Grand Junction-Jul | 72.8419 | 71.9258 | 68.5129 | 67.7871 | 66.2452 | 66.7871 | 69.7194 | 73.2452 | 76.8258 | 80.2194 | 83.3935 | 85.9871 | 87.2258 | 88.2806 | 88.8548 | 88.6484 | 88.1968 | 87.1613 | 84.0968 | 79.6677 | 76.7871 | 75.2871 | 73.8613 | 71.7903
Colorado - Grand Junction | Aug | H | Colorado - Grand Junction-Aug | 67.3935 | 66.1548 | 67.4323 | 66.3806 | 65.3129 | 67.3774 | 69.4355 | 71.5484 | 75.1097 | 78.671 | 82.2323 | 84.2452 | 86.2355 | 88.2419 | 88.1387 | 88.0194 | 87.9065 | 84.5387 | 81.1161 | 77.7516 | 75.8774 | 74.0194 | 72.1516 | 70.8968
Colorado - Grand Junction | Sep | I | Colorado - Grand Junction-Sep | 58.9333 | 57.63 | 56.7367 | 55.8 | 54.8967 | 56.73 | 58.5333 | 60.3733 | 64.0267 | 67.6667 | 71.33 | 73.32 | 75.2733 | 77.2367 | 77.29 | 77.3 | 77.34 | 73.21 | 69.0067 | 64.88 | 63.6033 | 62.37 | 61.11 | 59.7933
Colorado - Grand Junction | Oct | J | Colorado - Grand Junction-Oct | 50.0935 | 48.8871 | 47.571 | 47.2806 | 46.4452 | 45.2581 | 45.1581 | 49.6806 | 54.7516 | 59.0097 | 62.2677 | 64.9355 | 67.0065 | 68.2903 | 68.8452 | 68.9581 | 67.471 | 62.6548 | 56.671 | 54.5613 | 53.071 | 52.1032 | 51.3065 | 50.6581
Colorado - Grand Junction | Nov | K | Colorado - Grand Junction-Nov | 35.32 | 33.52 | 33.1633 | 31.97 | 31.0667 | 31.1867 | 30.6633 | 32.8433 | 37.3667 | 40.99 | 44.17 | 46.5367 | 48.03 | 49.0267 | 49.4333 | 48.4733 | 45.6167 | 41.08 | 38.9267 | 37.59 | 36.02 | 36.0367 | 35.6633 | 34.8733
Colorado - Grand Junction | Dec | L | Colorado - Grand Junction-Dec | 22.5194 | 21.9355 | 21.7194 | 21.5226 | 21.2613 | 20.9613 | 20.6419 | 20.3613 | 23.6097 | 26.8839 | 30.1419 | 31.8935 | 33.629 | 35.3806 | 34.3097 | 33.2129 | 32.1387 | 29.8839 | 27.5903 | 25.329 | 24.7161 | 24.1194 | 23.4935 | 22.8742
Colorado - Pueblo | Jan | A | Colorado - Pueblo-Jan | 21.2161 | 20.371 | 20.1613 | 19.9968 | 19.7774 | 19.8935 | 19.9968 | 20.0968 | 24.5839 | 29.0516 | 33.5419 | 35.5258 | 37.5129 | 39.4806 | 38.1645 | 36.8484 | 35.5161 | 32.5323 | 29.5032 | 26.4903 | 25.5677 | 24.7129 | 23.8129 | 22.8581
Colorado - Pueblo | Feb | B | Colorado - Pueblo-Feb | 28.4607 | 27.5464 | 27.1786 | 26.7929 | 26.4393 | 27.0286 | 27.6214 | 28.2429 | 32.6643 | 37.1 | 41.5321 | 43.4 | 45.2714 | 47.1464 | 46.6964 | 46.225 | 45.7786 | 42.1036 | 38.4071 | 34.7929 | 33.2179 | 31.7286 | 30.1571 | 29.3429
Colorado - Pueblo | Mar | C | Colorado - Pueblo-Mar | 39.0935 | 38.4774 | 37.4806 | 36.8645 | 36.2419 | 35.7516 | 36.2742 | 40.3323 | 45.6129 | 49.471 | 52.2516 | 55.2419 | 57.871 | 59.7161 | 60.0129 | 59.7516 | 58.671 | 55.9194 | 50.271 | 47.5 | 44.9355 | 43.5323 | 41.2581 | 40.2742
Colorado - Pueblo | Apr | D | Colorado - Pueblo-Apr | 43.8433 | 42.2233 | 40.4967 | 38.9467 | 37.3733 | 37.13 | 41.9467 | 47.81 | 52.7 | 56.7633 | 60.1533 | 62.7933 | 64.4333 | 65.7333 | 65.7667 | 66.03 | 65.11 | 63.17 | 58.78 | 55.1167 | 51.64 | 49.34 | 47.97 | 45.7067
Colorado - Pueblo | May | E | Colorado - Pueblo-May | 56.3968 | 54.629 | 53.3839 | 51.5613 | 50.3355 | 51.4065 | 55.9613 | 60.5419 | 65.5871 | 69.129 | 72.2 | 74.8484 | 76.7968 | 77.4742 | 78.0258 | 77.6484 | 76.7419 | 74.8581 | 70.7968 | 67.0129 | 64.1806 | 61.5742 | 59.9452 | 58.3
Colorado - Pueblo | Jun | F | Colorado - Pueblo-Jun | 61.2333 | 59.4967 | 58.19 | 56.8733 | 55.5367 | 60.1267 | 64.82 | 69.4967 | 72.87 | 76.2767 | 79.6433 | 81.3767 | 83.06 | 84.8067 | 84.1733 | 83.5 | 82.8733 | 79.5167 | 76.05 | 72.6367 | 70.0567 | 67.5667 | 65.05 | 63.3167
Colorado - Pueblo | Jul | G | Colorado - Pueblo-Jul | 70.0903 | 68.5871 | 64.9419 | 63.5613 | 62.1774 | 66.2903 | 70.4935 | 74.7 | 78.4968 | 82.2677 | 86.0516 | 87.6484 | 89.2774 | 90.8645 | 89.571 | 88.2806 | 86.9968 | 83.9097 | 80.7806 | 77.7258 | 75.4258 | 73.1484 | 70.8581 | 69.4194
Colorado - Pueblo | Aug | H | Colorado - Pueblo-Aug | 61.8129 | 60.2323 | 60.8387 | 60.2968 | 58.7194 | 58.6839 | 63.629 | 68.6935 | 73 | 77.5548 | 81.0161 | 84.2516 | 85.9032 | 87.3968 | 87.8419 | 86.2774 | 84.0645 | 81.1032 | 76.4 | 73.4032 | 71.029 | 68.471 | 66.8194 | 65.1903
Colorado - Pueblo | Sep | I | Colorado - Pueblo-Sep | 57.26 | 56.21 | 55.2867 | 54.3933 | 53.4567 | 54.7333 | 55.9567 | 57.26 | 61.1067 | 64.94 | 68.8 | 70.9333 | 73.0633 | 75.1833 | 74.9533 | 74.68 | 74.4433 | 70.8667 | 67.3133 | 63.75 | 62.1867 | 60.6367 | 59.0867 | 58.0533
Colorado - Pueblo | Oct | J | Colorado - Pueblo-Oct | 43.8226 | 41.6355 | 40.7387 | 39.7903 | 38.8742 | 41.8419 | 44.9 | 47.9581 | 53.1129 | 58.2419 | 63.3871 | 65.7548 | 68.1516 | 70.5258 | 69.6516 | 68.7677 | 67.8935 | 63.0065 | 58.0548 | 53.1258 | 51.1871 | 49.3065 | 47.4194 | 45.271
Colorado - Pueblo | Nov | K | Colorado - Pueblo-Nov | 33.1433 | 31.8733 | 31.2767 | 30.7567 | 30.22 | 31.44 | 32.7267 | 33.93 | 38.7967 | 43.6433 | 48.5167 | 50.72 | 52.9067 | 55.1133 | 52.88 | 50.67 | 48.4333 | 45.38 | 42.3133 | 39.2833 | 37.9533 | 36.6833 | 35.35 | 34.12
Colorado - Pueblo | Dec | L | Colorado - Pueblo-Dec | 21.9129 | 20.5161 | 20.2065 | 19.9 | 19.5935 | 19.8097 | 20.0161 | 20.2387 | 26.1032 | 31.9742 | 37.8323 | 39.8742 | 41.9355 | 43.9645 | 41.6871 | 39.4065 | 37.1258 | 34.2419 | 31.3742 | 28.4839 | 27.1548 | 25.8871 | 24.5677 | 23.1935
Connecticut - Bridgeport | Jan | A | Connecticut - Bridgeport-Jan | 28.9516 | 28.6516 | 28.3806 | 28.0968 | 27.9419 | 27.8129 | 27.6613 | 28.9258 | 30.1613 | 31.4452 | 32.4484 | 33.5161 | 34.5258 | 34.2484 | 33.9935 | 33.7 | 32.8355 | 31.9645 | 31.0452 | 30.5194 | 30.1129 | 29.6226 | 29.2355 | 28.8935
Connecticut - Bridgeport | Feb | B | Connecticut - Bridgeport-Feb | 26.9643 | 26.6071 | 26.2786 | 25.9107 | 25.4571 | 25.0643 | 24.6143 | 26.4714 | 28.3393 | 30.2 | 31.3071 | 32.4107 | 33.5179 | 33.65 | 33.7357 | 33.8607 | 33.0429 | 32.2107 | 31.3964 | 30.6071 | 29.8679 | 29.075 | 28.55 | 27.9964
Connecticut - Bridgeport | Mar | C | Connecticut - Bridgeport-Mar | 34.3194 | 33.7484 | 33.4194 | 33.0613 | 32.9323 | 32.5613 | 32.8581 | 34.6677 | 36.6839 | 37.9323 | 39.2258 | 41.1 | 41.8871 | 42.8258 | 43.1903 | 42.8581 | 41.7839 | 39.9774 | 38.5871 | 37.2484 | 36.5548 | 36.0839 | 35.5452 | 34.9097
Connecticut - Bridgeport | Apr | D | Connecticut - Bridgeport-Apr | 43.0167 | 42.13 | 41.4967 | 41.22 | 40.58 | 41.0567 | 43.1633 | 45.7033 | 47.7767 | 49.3 | 50.1767 | 50.8467 | 51.9867 | 52.2167 | 52.2167 | 52.5 | 52.2067 | 50.6667 | 48.0367 | 47.19 | 45.99 | 45.1467 | 44.7 | 43.7933
Connecticut - Bridgeport | May | E | Connecticut - Bridgeport-May | 54.0968 | 53.7032 | 53.1419 | 52.6032 | 52.2548 | 53.4935 | 55.3226 | 57.5226 | 58.929 | 59.4871 | 60.6258 | 61.629 | 62.5871 | 63.8097 | 63.8839 | 63.9129 | 62.871 | 61.3935 | 59.9484 | 58.4613 | 57.2032 | 56.429 | 55.629 | 55.0226
Connecticut - Bridgeport | Jun | F | Connecticut - Bridgeport-Jun | 62.2533 | 61.53 | 60.8033 | 60.0567 | 61.6533 | 63.2533 | 64.8667 | 66.9533 | 69.0633 | 71.1667 | 72.6333 | 74.0933 | 75.57 | 75.2 | 74.8033 | 74.42 | 72.7967 | 71.2233 | 69.51 | 67.92 | 66.41 | 64.8967 | 64.1867 | 63.5133
Connecticut - Bridgeport | Jul | G | Connecticut - Bridgeport-Jul | 71.5484 | 71.1581 | 68.2581 | 67.6387 | 67.6065 | 69.0484 | 70.9258 | 72.5613 | 74.4129 | 75.6806 | 76.9677 | 77.3903 | 78.8258 | 80.0032 | 80.1065 | 78.8774 | 77.9806 | 76.3839 | 74.3323 | 72.6355 | 71.8548 | 71.0355 | 70.4194 | 69.8645
Connecticut - Bridgeport | Aug | H | Connecticut - Bridgeport-Aug | 67.4452 | 66.6871 | 68.3129 | 67.5581 | 68.3903 | 69.1742 | 70.0032 | 71.8806 | 73.8032 | 75.6903 | 76.7323 | 77.7839 | 78.8258 | 79.0774 | 79.3065 | 79.5419 | 78.2194 | 76.8839 | 75.5484 | 74.2548 | 73.0452 | 71.7613 | 71.0548 | 70.3935
Connecticut - Bridgeport | Sep | I | Connecticut - Bridgeport-Sep | 62.47 | 61.96 | 61.46 | 60.9267 | 61.2 | 61.5033 | 61.77 | 64.1 | 66.38 | 68.71 | 69.78 | 70.8167 | 71.8967 | 71.9267 | 71.9367 | 71.95 | 70.3667 | 68.7567 | 67.1333 | 66.0967 | 65.0767 | 64.0633 | 63.3567 | 62.6833
Connecticut - Bridgeport | Oct | J | Connecticut - Bridgeport-Oct | 53.4677 | 52.7806 | 52.1355 | 51.4677 | 51.5323 | 51.5677 | 51.629 | 54.2806 | 56.9516 | 59.6065 | 60.8161 | 61.9903 | 63.2 | 62.8677 | 62.5548 | 62.2226 | 60.6613 | 59.0774 | 57.5226 | 56.7452 | 55.9226 | 55.1387 | 54.5516 | 53.9484
Connecticut - Bridgeport | Nov | K | Connecticut - Bridgeport-Nov | 43.51 | 43.0233 | 42.7 | 42.43 | 42.24 | 41.7667 | 41.6433 | 42.87 | 44.6433 | 46.7833 | 48.8867 | 50.0133 | 50.8233 | 50.96 | 50.3233 | 49.3333 | 47.6767 | 46.9967 | 46.39 | 45.35 | 44.8667 | 44.19 | 43.6667 | 43.1467
Connecticut - Bridgeport | Dec | L | Connecticut - Bridgeport-Dec | 31.5677 | 30.9935 | 30.7516 | 30.5516 | 30.4452 | 30.5516 | 30.429 | 31.071 | 32.3258 | 33.6355 | 35.2903 | 36.629 | 37.4226 | 37.8323 | 37.8677 | 36.7903 | 35.8032 | 35.1065 | 34.5774 | 33.7613 | 33.1968 | 32.5032 | 31.9871 | 31.6387
Connecticut - Hartford | Jan | A | Connecticut - Hartford-Jan | 20.8258 | 20.3581 | 19.9581 | 19.5065 | 19.1806 | 18.8097 | 18.4742 | 20.1387 | 21.7935 | 23.4613 | 24.9161 | 26.3968 | 27.8774 | 28.0516 | 28.2323 | 28.3935 | 27.1194 | 25.8355 | 24.5065 | 23.6355 | 22.7548 | 21.9129 | 21.3968 | 20.8935
Connecticut - Hartford | Feb | B | Connecticut - Hartford-Feb | 25.7857 | 25.2679 | 24.8214 | 24.3393 | 24.0964 | 23.8536 | 23.6214 | 25.7036 | 27.7429 | 29.825 | 31.1679 | 32.45 | 33.7857 | 34.0571 | 34.3179 | 34.5964 | 33.15 | 31.6786 | 30.15 | 29.2714 | 28.3821 | 27.5071 | 27.0214 | 26.4964
Connecticut - Hartford | Mar | C | Connecticut - Hartford-Mar | 31.4839 | 31.0645 | 30.6839 | 30.2484 | 30.0516 | 29.8806 | 29.6677 | 31.7677 | 33.8548 | 35.9484 | 37.7774 | 39.5968 | 41.3871 | 41.6355 | 41.8419 | 42.1 | 40.5065 | 38.9258 | 37.329 | 36.3548 | 35.3613 | 34.3903 | 33.6387 | 32.9484
Connecticut - Hartford | Apr | D | Connecticut - Hartford-Apr | 45.95 | 45.45 | 44.9333 | 44.4167 | 45.06 | 45.73 | 46.41 | 49.08 | 51.7533 | 54.4033 | 56.0833 | 57.7467 | 59.42 | 59.78 | 60.1667 | 60.5167 | 58.5767 | 56.59 | 54.6367 | 52.91 | 51.1933 | 49.4733 | 48.4167 | 47.4067
Connecticut - Hartford | May | E | Connecticut - Hartford-May | 53.4871 | 52.8161 | 52.1161 | 51.0355 | 51.3194 | 53.071 | 55.7194 | 58.6323 | 62.1839 | 64.5258 | 66.4129 | 68.2419 | 69.7129 | 69.8387 | 69.8742 | 69.4419 | 67.8968 | 65.4032 | 62.4968 | 60.0516 | 58.4161 | 57.3387 | 55.7516 | 54.7129
Connecticut - Hartford | Jun | F | Connecticut - Hartford-Jun | 60.5167 | 59.31 | 58.7533 | 58.26 | 58.0667 | 60.1533 | 62.49 | 66.06 | 68.6933 | 71.8933 | 74.53 | 75.9033 | 77.2933 | 77.7767 | 77.6467 | 77.14 | 75.96 | 74.27 | 71.6433 | 68.4433 | 66.1333 | 64.5233 | 63.2067 | 61.8933
Connecticut - Hartford | Jul | G | Connecticut - Hartford-Jul | 70.0129 | 69.129 | 66.1387 | 65.4484 | 65.2548 | 66.7677 | 69.1032 | 72.0323 | 74.4387 | 76.8613 | 78.4516 | 80.3581 | 81.6355 | 82.7355 | 83.4452 | 82.6323 | 82.4 | 80.4258 | 78.1097 | 74.6226 | 72.4129 | 71.0194 | 69.8419 | 68.9065
Connecticut - Hartford | Aug | H | Connecticut - Hartford-Aug | 63.5452 | 62.8194 | 64.329 | 63.6226 | 64.7065 | 65.8065 | 66.9065 | 69.7581 | 72.5935 | 75.4452 | 76.9806 | 78.5 | 80.0419 | 79.9097 | 79.8032 | 79.671 | 77.5355 | 75.4387 | 73.3065 | 71.529 | 69.8258 | 68.1 | 67.1968 | 66.3323
Connecticut - Hartford | Sep | I | Connecticut - Hartford-Sep | 57.6133 | 56.5433 | 55.8333 | 55.4333 | 55.0533 | 54.8533 | 56.64 | 59.37 | 62.6933 | 66.2467 | 69.1633 | 70.7367 | 71.7 | 72.4867 | 71.9033 | 71.3433 | 69.8233 | 66.8767 | 63.9833 | 61.8767 | 60.7467 | 59.2967 | 58.24 | 57.81
Connecticut - Hartford | Oct | J | Connecticut - Hartford-Oct | 47.2613 | 46.5839 | 45.9097 | 45.2226 | 45.229 | 45.2419 | 45.2516 | 48.9129 | 52.5645 | 56.2194 | 57.9323 | 59.6387 | 61.3452 | 61.129 | 60.9194 | 60.7129 | 58.2581 | 55.8065 | 53.3484 | 52.2226 | 51.1065 | 50.1226 | 49.1452 | 48.1968
Connecticut - Hartford | Nov | K | Connecticut - Hartford-Nov | 39.09 | 38.8867 | 38.5133 | 38.1167 | 37.5367 | 37.0633 | 36.9567 | 39.24 | 41.2633 | 43.53 | 45.5133 | 46.92 | 47.81 | 47.9967 | 47.8067 | 46.6667 | 44.9633 | 43.5133 | 42.52 | 42.0833 | 41.3133 | 40.6433 | 40.0833 | 38.9133
Connecticut - Hartford | Dec | L | Connecticut - Hartford-Dec | 26.9452 | 26.5742 | 26.2161 | 25.8581 | 25.9677 | 26.0774 | 26.1742 | 27.1871 | 28.2258 | 29.2387 | 30.5871 | 31.9161 | 33.2613 | 33.1355 | 32.9871 | 32.8613 | 31.7484 | 30.6613 | 29.5419 | 28.971 | 28.3806 | 27.8129 | 27.4129 | 27
Delaware - Wilmington | Jan | A | Delaware - Wilmington-Jan | 27.8742 | 27.4032 | 26.9484 | 26.4645 | 25.9484 | 25.4161 | 24.8871 | 26.271 | 27.671 | 29.0548 | 30.6387 | 32.1935 | 33.7839 | 33.9226 | 34.0484 | 34.1903 | 32.7516 | 31.2871 | 29.8226 | 29.2032 | 28.6 | 27.9968 | 27.7548 | 27.5484
Delaware - Wilmington | Feb | B | Delaware - Wilmington-Feb | 29.3393 | 28.9107 | 28.5179 | 28.1 | 27.9143 | 27.775 | 27.5714 | 29.2571 | 30.9429 | 32.6179 | 34.0393 | 35.4107 | 36.8214 | 36.9964 | 37.1679 | 37.3464 | 36.175 | 35.0179 | 33.7821 | 32.975 | 32.175 | 31.425 | 30.9179 | 30.4393
Delaware - Wilmington | Mar | C | Delaware - Wilmington-Mar | 39.5065 | 38.8548 | 38.2871 | 37.5806 | 37.2613 | 37.1903 | 37.7226 | 39.3419 | 42.1 | 44.6871 | 46.7 | 48.7032 | 50.0613 | 50.8 | 50.7387 | 50.1387 | 48.9774 | 47.1452 | 44.6677 | 43.0161 | 41.7194 | 40.8129 | 40.2194 | 39.7194
Delaware - Wilmington | Apr | D | Delaware - Wilmington-Apr | 45.1167 | 44.6233 | 44.1833 | 43.68 | 44.1533 | 44.66 | 45.1367 | 47.4733 | 49.79 | 52.12 | 54.0867 | 56.1 | 58.06 | 58.5733 | 59.0633 | 59.5633 | 57.8333 | 56.1067 | 54.3333 | 52.57 | 50.82 | 49.0667 | 47.8133 | 46.6333
Delaware - Wilmington | May | E | Delaware - Wilmington-May | 57.6516 | 56.8 | 56.1516 | 55.3484 | 54.9581 | 56 | 58.3548 | 61.271 | 63.9548 | 66.2871 | 68.0419 | 69.3 | 70.2258 | 71.2065 | 71.029 | 71.0613 | 70.0613 | 68.5645 | 66 | 64.1581 | 62.8323 | 61.3323 | 60.5194 | 59.2323
Delaware - Wilmington | Jun | F | Delaware - Wilmington-Jun | 66.21 | 65.59 | 64.9533 | 64.3167 | 65.53 | 66.7667 | 68.0133 | 70.3833 | 72.7167 | 75.0833 | 76.0233 | 76.96 | 77.9033 | 78.2333 | 78.5367 | 78.87 | 77.1 | 75.3233 | 73.47 | 71.9267 | 70.4433 | 68.9367 | 68.02 | 67.1467
Delaware - Wilmington | Jul | G | Delaware - Wilmington-Jul | 73.3 | 72.3194 | 69.6613 | 68.7355 | 68.1645 | 69.229 | 72.2419 | 74.9484 | 77.2065 | 79.3839 | 80.7484 | 81.9387 | 82.8387 | 83.6452 | 83.8677 | 83.7226 | 82.7032 | 81.3129 | 78.9581 | 76.8484 | 75.1355 | 73.5871 | 72.8645 | 71.8548
Delaware - Wilmington | Aug | H | Delaware - Wilmington-Aug | 67.4742 | 66.8968 | 68.6419 | 68.029 | 68.7613 | 69.4806 | 70.2323 | 72.9774 | 75.6903 | 78.429 | 79.9 | 81.3968 | 82.8677 | 82.8806 | 82.8645 | 82.8839 | 80.8613 | 78.7774 | 76.7032 | 75.1452 | 73.6 | 72.0581 | 71.1548 | 70.3516
Delaware - Wilmington | Sep | I | Delaware - Wilmington-Sep | 61.58 | 60.94 | 60.32 | 59.6767 | 60.1667 | 60.63 | 61.13 | 64.2133 | 67.27 | 70.3633 | 71.8933 | 73.4333 | 74.9567 | 75.1067 | 75.25 | 75.38 | 73.0833 | 70.7467 | 68.4333 | 66.9767 | 65.5567 | 64.1067 | 63.2233 | 62.3367
Delaware - Wilmington | Oct | J | Delaware - Wilmington-Oct | 50.6 | 50.1355 | 49.6968 | 49.2161 | 49.2032 | 49.1871 | 49.1774 | 52.9387 | 56.7032 | 60.4613 | 61.9 | 63.3645 | 64.8032 | 64.5161 | 64.2323 | 63.9581 | 61.6645 | 59.3613 | 57.1129 | 55.9194 | 54.7645 | 53.5935 | 52.571 | 51.6387
Delaware - Wilmington | Nov | K | Delaware - Wilmington-Nov | 43.04 | 42.6533 | 42.2933 | 41.9033 | 41.5333 | 41.1867 | 40.8267 | 43.1233 | 45.4033 | 47.7067 | 49.07 | 50.45 | 51.8233 | 51.3867 | 50.99 | 50.5533 | 49 | 47.4233 | 45.8567 | 45.27 | 44.71 | 44.1567 | 43.5 | 42.8967
Delaware - Wilmington | Dec | L | Delaware - Wilmington-Dec | 35.7581 | 35.4387 | 35.2548 | 34.8806 | 34.6129 | 34.2484 | 33.9419 | 34.2774 | 37.0774 | 39.4226 | 40.7742 | 41.929 | 42.3419 | 42.8613 | 42.7258 | 42.0258 | 40.5935 | 39.4903 | 38.4935 | 37.9903 | 37.3032 | 36.8387 | 36.0806 | 35.6968
Florida - Daytona Beach | Jan | A | Florida - Daytona Beach-Jan | 51.1774 | 50.7645 | 50.4161 | 50.129 | 49.9548 | 49.7548 | 50.0968 | 51.1 | 54.8581 | 59.0548 | 62.4194 | 64.1645 | 64.8548 | 65.4452 | 65.2613 | 64.6097 | 62.8548 | 59.4871 | 56.4871 | 55.1806 | 54.4774 | 53.3613 | 52.5839 | 51.7032
Florida - Daytona Beach | Feb | B | Florida - Daytona Beach-Feb | 53.4571 | 52.9 | 52.35 | 51.775 | 51.7071 | 51.5679 | 51.4821 | 54.5107 | 57.525 | 60.5357 | 62.2821 | 64.0179 | 65.7714 | 65.7714 | 65.8071 | 65.8214 | 63.7607 | 61.7179 | 59.6071 | 58.225 | 56.85 | 55.4929 | 54.9214 | 54.3179
Florida - Daytona Beach | Mar | C | Florida - Daytona Beach-Mar | 61.0484 | 60.4129 | 59.8516 | 59.2387 | 58.9581 | 58.6968 | 58.4129 | 62.029 | 65.6387 | 69.2581 | 70.6355 | 72.0194 | 73.4065 | 73.4258 | 73.4484 | 73.4677 | 71.4645 | 69.4839 | 67.4903 | 66.3065 | 65.1194 | 63.9419 | 63.1129 | 62.2903
Florida - Daytona Beach | Apr | D | Florida - Daytona Beach-Apr | 62.4467 | 61.1667 | 60.6267 | 60.1167 | 59.8733 | 59.55 | 61.3533 | 66.5867 | 70.8133 | 74.0933 | 76.3867 | 77.67 | 78.2967 | 78.5 | 78.1667 | 77.49 | 76.53 | 74.3533 | 71.6 | 68.8 | 67.1733 | 66.12 | 64.84 | 63.4833
Florida - Daytona Beach | May | E | Florida - Daytona Beach-May | 69.6258 | 68.9645 | 68.2968 | 68.1097 | 67.8355 | 67.0452 | 70.0613 | 74.371 | 77.3226 | 79.2097 | 80.4355 | 81.3032 | 81.7258 | 81.8065 | 81.2 | 80.1258 | 78.8065 | 77.6 | 75.9903 | 74.0161 | 72.7258 | 72.1226 | 71.1065 | 70.2839
Florida - Daytona Beach | Jun | F | Florida - Daytona Beach-Jun | 73.3333 | 72.7833 | 72.3133 | 72.13 | 71.9133 | 71.7433 | 74.78 | 78.8433 | 81.6033 | 83.3533 | 84.5733 | 85.2867 | 85.28 | 85 | 84.3967 | 83.5233 | 83.1967 | 81.8633 | 79.98 | 77.87 | 76.64 | 75.7867 | 75.1933 | 73.9067
Florida - Daytona Beach | Jul | G | Florida - Daytona Beach-Jul | 77.6774 | 77.1516 | 74.3484 | 73.8032 | 74.5452 | 75.2935 | 76.0387 | 78.7645 | 81.4742 | 84.1742 | 84.9903 | 85.7839 | 86.5903 | 85.8032 | 85.0323 | 84.2548 | 82.8194 | 81.3774 | 79.9194 | 78.9194 | 77.8839 | 76.8935 | 76.2935 | 75.8
Florida - Daytona Beach | Aug | H | Florida - Daytona Beach-Aug | 72.8129 | 72.3806 | 74.371 | 73.8774 | 74.4839 | 74.9677 | 75.5387 | 78.7323 | 81.9097 | 85.0806 | 85.7452 | 86.3871 | 87.0645 | 85.8355 | 84.6387 | 83.4226 | 82.1516 | 80.829 | 79.5419 | 78.5677 | 77.7032 | 76.7484 | 76.1903 | 75.7452
Florida - Daytona Beach | Sep | I | Florida - Daytona Beach-Sep | 74.78 | 74.3333 | 73.9467 | 73.5167 | 73.7633 | 73.9467 | 74.1933 | 77.03 | 79.8667 | 82.6867 | 83.21 | 83.6867 | 84.1833 | 83.8367 | 83.5167 | 83.14 | 81.6733 | 80.1533 | 78.6667 | 77.9 | 77.23 | 76.5167 | 75.8933 | 75.3067
Florida - Daytona Beach | Oct | J | Florida - Daytona Beach-Oct | 70.8806 | 70.2774 | 69.7419 | 69.129 | 68.7806 | 68.429 | 68.0806 | 71.3581 | 74.6677 | 77.9387 | 78.5871 | 79.1935 | 79.829 | 79.3806 | 78.9484 | 78.4903 | 77.0613 | 75.6161 | 74.1839 | 73.5129 | 72.8419 | 72.1581 | 71.7258 | 71.3161
Florida - Daytona Beach | Nov | K | Florida - Daytona Beach-Nov | 62.4167 | 61.8333 | 61.2633 | 60.67 | 60.0267 | 59.38 | 58.7333 | 62.3333 | 65.9033 | 69.51 | 70.8 | 72.1133 | 73.43 | 73.05 | 72.7267 | 72.3533 | 70.1467 | 67.9533 | 65.6967 | 64.8 | 63.8933 | 63.0233 | 62.53 | 62.07
Florida - Daytona Beach | Dec | L | Florida - Daytona Beach-Dec | 55.9194 | 55.5065 | 55.0806 | 54.6581 | 54.0968 | 53.5935 | 53.0484 | 56.1387 | 59.2516 | 62.3484 | 64.0161 | 65.6871 | 67.3484 | 66.7613 | 66.2226 | 65.6323 | 63.6258 | 61.6806 | 59.6806 | 58.7774 | 57.8484 | 56.9355 | 56.5484 | 56.1806
Florida - Jacksonville | Jan | A | Florida - Jacksonville-Jan | 47.529 | 46.6548 | 46.0032 | 45.7677 | 45.5161 | 45.1935 | 44.771 | 45.1129 | 47.9645 | 51.9742 | 55.8484 | 58.1839 | 59.129 | 60.0129 | 60.4581 | 59.529 | 58.2677 | 54.8387 | 52.1548 | 50.4226 | 48.871 | 48.1677 | 47.6774 | 47.1323
Florida - Jacksonville | Feb | B | Florida - Jacksonville-Feb | 50.15 | 49.525 | 49.0286 | 48.4929 | 47.9464 | 47.5071 | 47.1536 | 48.1286 | 51.6929 | 55.1893 | 58.2179 | 60.3429 | 61.9143 | 62.4 | 62.4643 | 62.575 | 61.85 | 58.7857 | 55.6214 | 53.6 | 52.625 | 51.7643 | 51.1286 | 50.8179
Florida - Jacksonville | Mar | C | Florida - Jacksonville-Mar | 55.5613 | 55.2516 | 54.6774 | 54.5645 | 54.0581 | 53.8194 | 53.429 | 55.9968 | 59.3065 | 62.7968 | 65.6806 | 67.8 | 69.3 | 70.1742 | 70.729 | 70.4516 | 69.5419 | 67.1871 | 63.1258 | 60.6065 | 59.1548 | 57.7161 | 57.0484 | 56.3032
Florida - Jacksonville | Apr | D | Florida - Jacksonville-Apr | 62.77 | 61.8867 | 60.9333 | 60.1267 | 59.56 | 59.32 | 60.9367 | 65.6067 | 69.3233 | 72.46 | 75.0567 | 76.5233 | 77.5 | 78.3 | 78.2867 | 77.8333 | 76.5733 | 73.92 | 70.0133 | 67.3433 | 65.9967 | 64.99 | 64.3233 | 63.4567
Florida - Jacksonville | May | E | Florida - Jacksonville-May | 69.0484 | 68.1645 | 67.5129 | 66.8613 | 66.2742 | 65.6516 | 66.9742 | 71.5484 | 75.5935 | 78.6645 | 80.9355 | 82.3258 | 83.6774 | 83.9419 | 84.0581 | 83.329 | 82.2065 | 80.8323 | 78.4226 | 75.7839 | 73.8161 | 72.2129 | 71.2839 | 70.1452
Florida - Jacksonville | Jun | F | Florida - Jacksonville-Jun | 71.6467 | 70.53 | 69.79 | 69.8233 | 69.41 | 69.25 | 71.8267 | 76.28 | 80.14 | 82.5267 | 84.59 | 85.8633 | 85.89 | 86.2467 | 86.25 | 85.42 | 84.21 | 82.3767 | 79.95 | 77.3 | 75.86 | 74.81 | 73.83 | 72.7033
Florida - Jacksonville | Jul | G | Florida - Jacksonville-Jul | 78.8935 | 78.2161 | 75.2613 | 75.0516 | 74.4839 | 74.429 | 75.6387 | 78.6419 | 81.7323 | 84.8129 | 87.6806 | 89.5613 | 90.8806 | 90.8194 | 88.2774 | 87.3065 | 84.9806 | 83.4742 | 81.8742 | 79.7613 | 79.0065 | 78.3871 | 77.9355 | 77.0452
Florida - Jacksonville | Aug | H | Florida - Jacksonville-Aug | 72.5903 | 72.2484 | 74.0355 | 73.7839 | 73.3935 | 73.1548 | 74.5032 | 78.7968 | 82.1484 | 84.171 | 85.2452 | 86.671 | 87.5677 | 86.5871 | 86.3871 | 84.8419 | 83.2258 | 81.5161 | 79.5548 | 77.8613 | 76.9903 | 76.3774 | 75.8742 | 75.1452
Florida - Jacksonville | Sep | I | Florida - Jacksonville-Sep | 73.3967 | 73.03 | 72.7667 | 72.2933 | 71.8233 | 71.54 | 72.2867 | 76.18 | 80.1433 | 82.67 | 83.7433 | 84.96 | 85.4167 | 85.1033 | 84.3567 | 83.25 | 81.53 | 79.1267 | 76.8633 | 75.8933 | 75.31 | 74.8733 | 74.41 | 73.7167
Florida - Jacksonville | Oct | J | Florida - Jacksonville-Oct | 66.2 | 65.4742 | 65.1774 | 64.6194 | 64.0129 | 63.5613 | 63.5419 | 66.2613 | 70.5419 | 74.1581 | 76.2742 | 78.5452 | 79.7484 | 79.5903 | 79.2161 | 78.8935 | 76.5968 | 73.1774 | 70.7419 | 69.5935 | 68.7581 | 67.8613 | 67.6355 | 66.6839
Florida - Jacksonville | Nov | K | Florida - Jacksonville-Nov | 56.5967 | 55.8167 | 55.1267 | 54.5333 | 53.9633 | 53.87 | 53.5933 | 55.06 | 59.8467 | 65.2167 | 69.01 | 70.7367 | 72.0033 | 72.2 | 72.3767 | 71.4767 | 68.64 | 63.9967 | 60.6567 | 59.5367 | 58.2267 | 57.27 | 56.74 | 55.8467
Florida - Jacksonville | Dec | L | Florida - Jacksonville-Dec | 48.7839 | 48.2774 | 47.9903 | 47.6935 | 47.2677 | 46.8226 | 46.4806 | 47.6129 | 51.4613 | 55.5968 | 59.429 | 61.4645 | 62.929 | 63.5065 | 63.2839 | 62.6065 | 60.5355 | 56.1258 | 53.7387 | 52.2903 | 51.0323 | 50.6419 | 50.0839 | 49.6742
Florida - Key West | Jan | A | Florida - Key West-Jan | 69.4677 | 69.3129 | 69.1968 | 69.029 | 68.7548 | 68.4871 | 68.2032 | 69.4581 | 70.7065 | 71.9452 | 72.6806 | 73.3806 | 74.1032 | 73.9903 | 73.8806 | 73.7516 | 72.7226 | 71.6871 | 70.6484 | 70.2774 | 69.9097 | 69.5323 | 69.4226 | 69.3226
Florida - Key West | Feb | B | Florida - Key West-Feb | 66.6143 | 66.4286 | 66.2571 | 66.0786 | 65.9107 | 65.7607 | 65.6 | 66.925 | 68.275 | 69.6036 | 70.6821 | 71.7536 | 72.8321 | 72.8607 | 72.8679 | 72.8929 | 71.4679 | 70.0464 | 68.6286 | 68.2036 | 67.8464 | 67.4179 | 67.2321 | 67.025
Florida - Key West | Mar | C | Florida - Key West-Mar | 72.1968 | 71.9516 | 71.6806 | 71.7 | 71.329 | 71.2258 | 71.0968 | 72.8226 | 74.6129 | 76.1613 | 77.2387 | 77.8516 | 78.4226 | 78.3516 | 78.0774 | 77.5935 | 76.8129 | 75.2742 | 73.6194 | 73.0323 | 72.9161 | 72.7484 | 72.7548 | 72.4065
Florida - Key West | Apr | D | Florida - Key West-Apr | 74.5567 | 74.4267 | 74.3033 | 74.17 | 74.24 | 74.3 | 74.37 | 75.86 | 77.39 | 78.8833 | 79.64 | 80.2933 | 81.0533 | 80.8267 | 80.6533 | 80.4267 | 79.15 | 77.8467 | 76.5767 | 76.07 | 75.6333 | 75.1367 | 74.9767 | 74.8767
Florida - Key West | May | E | Florida - Key West-May | 78.3677 | 77.9323 | 77.8516 | 77.5226 | 77.5613 | 77.5774 | 78.5548 | 79.9097 | 80.9387 | 81.7129 | 82.6968 | 83.2226 | 83.3226 | 83.7065 | 83.629 | 83.1387 | 82.6903 | 81.6065 | 80.3839 | 79.6484 | 79.1645 | 78.9452 | 78.6774 | 78.6323
Florida - Key West | Jun | F | Florida - Key West-Jun | 80.92 | 80.7033 | 80.4767 | 80.3133 | 80.1267 | 80.13 | 81.2867 | 82.8633 | 83.8567 | 84.7067 | 85.5433 | 85.6133 | 85.9933 | 86.4167 | 86.35 | 85.8433 | 84.77 | 83.6967 | 82.73 | 81.8867 | 81.72 | 81.3733 | 81.3167 | 81.1233
Florida - Key West | Jul | G | Florida - Key West-Jul | 83.7 | 83.4645 | 80.5645 | 80.3548 | 80.6194 | 80.8129 | 81.0871 | 82.4065 | 83.7613 | 85.0806 | 85.4839 | 85.8484 | 86.2645 | 86.1548 | 86.0581 | 85.9613 | 84.9806 | 84.0839 | 83.0968 | 82.6516 | 82.2645 | 81.7871 | 81.529 | 81.3129
Florida - Key West | Aug | H | Florida - Key West-Aug | 80.329 | 80.2323 | 82.8323 | 82.7 | 82.8548 | 82.9903 | 83.129 | 84.2032 | 85.2387 | 86.3226 | 87.0032 | 87.6161 | 88.3452 | 87.9806 | 87.6839 | 87.3516 | 86.8161 | 86.3 | 85.7613 | 85.2161 | 84.7032 | 84.1387 | 83.7484 | 83.3935
Florida - Key West | Sep | I | Florida - Key West-Sep | 81.83 | 81.79 | 81.7233 | 81.65 | 81.8467 | 82.0033 | 82.1933 | 83.2967 | 84.38 | 85.4867 | 85.8467 | 86.1367 | 86.51 | 86.3867 | 86.2633 | 86.1633 | 85.2367 | 84.3733 | 83.4367 | 83.1367 | 82.8533 | 82.5033 | 82.29 | 82.07
Florida - Key West | Oct | J | Florida - Key West-Oct | 77.7323 | 77.5871 | 77.4452 | 77.2968 | 77.2871 | 77.2387 | 77.1935 | 78.4452 | 79.729 | 81.0032 | 81.4839 | 81.9258 | 82.4032 | 82.1645 | 81.9774 | 81.729 | 80.8516 | 79.9452 | 79.0548 | 78.7742 | 78.5355 | 78.2806 | 78.0194 | 77.8032
Florida - Key West | Nov | K | Florida - Key West-Nov | 74.79 | 74.6367 | 74.4967 | 74.3333 | 74.1933 | 74.0833 | 73.9233 | 74.9767 | 76.0833 | 77.1333 | 77.8867 | 78.5367 | 79.3033 | 79.23 | 79.14 | 79.08 | 78.0267 | 76.9533 | 75.92 | 75.6433 | 75.4433 | 75.1733 | 74.9133 | 74.69
Florida - Key West | Dec | L | Florida - Key West-Dec | 69.0419 | 68.8871 | 68.7387 | 68.5871 | 68.3677 | 68.1516 | 67.9161 | 69.1516 | 70.3194 | 71.5484 | 72.1839 | 72.7355 | 73.3742 | 73.1323 | 72.9419 | 72.7258 | 71.7032 | 70.6871 | 69.6613 | 69.4839 | 69.3097 | 69.1161 | 69.1935 | 69.2581
Florida - Miami | Jan | A | Florida - Miami-Jan | 65.2032 | 64.6903 | 63.9258 | 63.5129 | 63.0871 | 62.5968 | 62.3968 | 62.7161 | 65.9226 | 68.8355 | 71.071 | 72.8419 | 73.8387 | 74.2903 | 74.3452 | 73.8129 | 72.6194 | 70.9387 | 69.571 | 68.7258 | 67.8452 | 66.8258 | 66.1774 | 65.7613
Florida - Miami | Feb | B | Florida - Miami-Feb | 66.125 | 65.95 | 65.7 | 65.5679 | 65.175 | 64.6964 | 64.5893 | 65.6214 | 68.9 | 71.2679 | 72.8536 | 74.1107 | 74.6536 | 75.1321 | 74.725 | 74.4679 | 73.3464 | 72.1857 | 70.725 | 69.5679 | 68.4071 | 67.6929 | 67.3393 | 66.8607
Florida - Miami | Mar | C | Florida - Miami-Mar | 68.0968 | 67.529 | 67.1935 | 67.0161 | 66.6419 | 66.2129 | 66.1968 | 68.0161 | 70.2903 | 72.0871 | 73.3968 | 74.0258 | 74.8065 | 75.5903 | 75.9097 | 75.9613 | 75.1516 | 73.6258 | 72.229 | 71.3032 | 70.8258 | 69.9871 | 69.3968 | 68.7903
Florida - Miami | Apr | D | Florida - Miami-Apr | 73.24 | 72.4733 | 71.9467 | 71.3933 | 70.78 | 70.5 | 71.0633 | 73.71 | 76.3 | 78.4167 | 79.9567 | 80.89 | 81.2767 | 81.2667 | 80.87 | 80.46 | 79.9633 | 78.5067 | 77.2767 | 76.19 | 75.52 | 75.03 | 74.4067 | 73.8233
Florida - Miami | May | E | Florida - Miami-May | 75.6161 | 75.2968 | 74.8129 | 74.3387 | 73.871 | 73.6258 | 74.8613 | 77.0871 | 79.0839 | 80.8871 | 82.3677 | 82.5935 | 83.271 | 83.8419 | 83.2419 | 82.0129 | 80.8581 | 80.2 | 78.9645 | 77.8258 | 77.4613 | 76.871 | 76.7677 | 76.2548
Florida - Miami | Jun | F | Florida - Miami-Jun | 78.3967 | 77.93 | 77.5833 | 77.2433 | 76.89 | 76.64 | 77.0767 | 79.8667 | 82.2433 | 83.8033 | 85.1633 | 85.6433 | 85.1333 | 85.1133 | 85.2933 | 84.4033 | 83.9767 | 83.2 | 82.2033 | 81.1133 | 80.4433 | 79.8667 | 79.3467 | 78.9733
Florida - Miami | Jul | G | Florida - Miami-Jul | 82.1 | 81.6032 | 78.9387 | 78.7935 | 78.2419 | 78.4129 | 79.8323 | 82.4 | 84.0677 | 85.329 | 86.2548 | 86.2581 | 86.4484 | 86.6548 | 85.6935 | 84.9355 | 85.1774 | 83.6871 | 82.329 | 81.4968 | 81.1226 | 80.7677 | 80.2226 | 79.9871
Florida - Miami | Aug | H | Florida - Miami-Aug | 77.4452 | 76.8968 | 79.271 | 78.7935 | 78.6484 | 78.4129 | 78.7161 | 80.7871 | 82.6774 | 83.9323 | 85.3065 | 85.6645 | 85.929 | 86.0871 | 85.9742 | 84.9516 | 84.6097 | 84.0387 | 82.7484 | 81.9839 | 81.8452 | 81.5226 | 80.9 | 80.5065
Florida - Miami | Sep | I | Florida - Miami-Sep | 77.67 | 77.4167 | 76.9433 | 76.58 | 76.3867 | 76.39 | 77.0267 | 80.1467 | 82.4367 | 83.8767 | 84.98 | 85.5033 | 85.3667 | 84.7933 | 83.3833 | 83.7633 | 82.5867 | 81.6733 | 80.45 | 79.7933 | 79.1133 | 78.3233 | 77.72 | 77.8233
Florida - Miami | Oct | J | Florida - Miami-Oct | 74.3387 | 73.9613 | 73.6323 | 73.2419 | 73.0935 | 72.9323 | 72.7677 | 75.0387 | 77.3161 | 79.5903 | 80.3581 | 81.1581 | 81.9194 | 81.6484 | 81.3968 | 81.1194 | 80.0871 | 79.0419 | 78.0323 | 77.2484 | 76.5097 | 75.7161 | 75.2258 | 74.8194
Florida - Miami | Nov | K | Florida - Miami-Nov | 71.23 | 70.6667 | 70.3067 | 69.9733 | 69.5267 | 69.4033 | 69.47 | 70.57 | 73.3933 | 76.1867 | 77.55 | 78.6933 | 78.9233 | 79.1633 | 78.9033 | 78.1967 | 77.2067 | 75.8533 | 74.65 | 73.5867 | 72.97 | 72.1533 | 71.51 | 71.2233
Florida - Miami | Dec | L | Florida - Miami-Dec | 65.7968 | 65.4548 | 65.1129 | 64.7419 | 64.2548 | 63.7419 | 63.2419 | 65.9968 | 68.7355 | 71.4806 | 72.8129 | 74.1387 | 75.4839 | 75.1645 | 74.9097 | 74.5903 | 73.0581 | 71.5677 | 70.0419 | 69.2516 | 68.4935 | 67.7129 | 67.1516 | 66.629
Florida - Tallahassee | Jan | A | Florida - Tallahassee-Jan | 46.1387 | 45.8097 | 45.5323 | 45.2 | 44.6194 | 44.0097 | 43.4129 | 46.1387 | 48.8968 | 51.6194 | 54.2839 | 56.9645 | 59.6355 | 60.3452 | 61.0742 | 61.7903 | 58.7129 | 55.6484 | 52.5452 | 50.8548 | 49.1645 | 47.4935 | 47.1871 | 46.9032
Florida - Tallahassee | Feb | B | Florida - Tallahassee-Feb | 45.0714 | 44.5071 | 43.95 | 43.375 | 42.7321 | 42.1857 | 41.5679 | 44.6821 | 47.7893 | 50.9107 | 53.6786 | 56.4357 | 59.2143 | 60.2 | 61.1643 | 62.15 | 59.7357 | 57.4036 | 54.9714 | 52.5143 | 50.0393 | 47.6143 | 46.7821 | 45.9893
Florida - Tallahassee | Mar | C | Florida - Tallahassee-Mar | 53.6935 | 52.9097 | 52.3161 | 51.8871 | 51.1161 | 50.7935 | 50.9871 | 53.271 | 57.8742 | 61.1516 | 63.6742 | 65.8581 | 67.2097 | 68.4452 | 69.071 | 69.1387 | 68.5774 | 66.8774 | 63.0484 | 59.0097 | 56.9839 | 55.8548 | 54.4581 | 53.1161
Florida - Tallahassee | Apr | D | Florida - Tallahassee-Apr | 58.2867 | 57.76 | 57.22 | 56.68 | 56.8567 | 57.02 | 57.1933 | 61.8167 | 66.4367 | 71.04 | 72.9067 | 74.7333 | 76.5967 | 76.5167 | 76.4 | 76.3267 | 74.5833 | 72.7933 | 70.9967 | 67.98 | 64.9933 | 62.06 | 60.98 | 59.9233
Florida - Tallahassee | May | E | Florida - Tallahassee-May | 65.8355 | 64.9355 | 64.0129 | 63.1032 | 63.8387 | 64.6161 | 65.3871 | 69.7935 | 74.1839 | 78.6032 | 80.3871 | 82.1935 | 83.9645 | 84.7161 | 85.4419 | 86.2032 | 84.1484 | 82.0516 | 79.9645 | 76.5581 | 73.2387 | 69.9129 | 68.6613 | 67.4032
Florida - Tallahassee | Jun | F | Florida - Tallahassee-Jun | 72.7433 | 72.15 | 71.5833 | 70.98 | 71.5867 | 72.14 | 72.7667 | 76.37 | 80 | 83.5867 | 84.9733 | 86.37 | 87.7833 | 87.2033 | 86.63 | 86.06 | 84.3967 | 82.6967 | 80.9367 | 79.04 | 77.22 | 75.41 | 74.5067 | 73.63
Florida - Tallahassee | Jul | G | Florida - Tallahassee-Jul | 76.0839 | 75.5419 | 72.7129 | 72.2839 | 72.0484 | 71.6871 | 73.3645 | 77.0774 | 80.7839 | 83.6484 | 85.4032 | 85.8645 | 87.3774 | 87.2355 | 85.0484 | 84.1871 | 83.9032 | 82.4129 | 81.171 | 78.7774 | 76.7742 | 75.7613 | 74.8871 | 74.2613
Florida - Tallahassee | Aug | H | Florida - Tallahassee-Aug | 71.9 | 71.3548 | 73.2065 | 72.6032 | 72.6806 | 72.7194 | 72.7935 | 75.9839 | 79.2323 | 82.4032 | 83.7677 | 85.0968 | 86.4419 | 86.5387 | 86.6548 | 86.771 | 85.0258 | 83.2806 | 81.5161 | 79.571 | 77.6452 | 75.7742 | 75.2548 | 74.7806
Florida - Tallahassee | Sep | I | Florida - Tallahassee-Sep | 71.57 | 71.04 | 70.74 | 70.0167 | 69.7567 | 69.1933 | 69.4267 | 72.5833 | 76.49 | 79.9733 | 82.1633 | 84.18 | 85.03 | 85.7267 | 85.5467 | 84.66 | 83.3767 | 82.2433 | 78.9267 | 76.1067 | 74.94 | 73.7633 | 72.6867 | 71.9767
Florida - Tallahassee | Oct | J | Florida - Tallahassee-Oct | 63.271 | 62.4871 | 61.7097 | 60.9065 | 60.7194 | 60.5355 | 60.3355 | 64.3613 | 68.3548 | 72.3839 | 74.9613 | 77.4903 | 80.0452 | 80.5323 | 80.9548 | 81.4387 | 78.5419 | 75.6452 | 72.6968 | 70.6065 | 68.5129 | 66.429 | 65.3161 | 64.1871
Florida - Tallahassee | Nov | K | Florida - Tallahassee-Nov | 51.48 | 50.5067 | 50.43 | 50.06 | 49.9367 | 49.77 | 49.1233 | 50.28 | 55.6867 | 60.5433 | 64.38 | 66.8733 | 68.4733 | 69.6033 | 70.0667 | 69.95 | 69.1767 | 66.39 | 62.4033 | 58.2967 | 56.02 | 54.71 | 53.7733 | 52.6433
Florida - Tallahassee | Dec | L | Florida - Tallahassee-Dec | 44.8065 | 44.9161 | 44.5839 | 44.1774 | 43.5613 | 43.3226 | 43.4065 | 43.5581 | 48.4806 | 52.7903 | 56.3839 | 58.9935 | 61.0548 | 62.6129 | 63.0806 | 62.8258 | 61.329 | 56.2258 | 51.4065 | 49.0129 | 48.0645 | 47.2194 | 46.6452 | 45.729
Florida - Tampa | Jan | A | Florida - Tampa-Jan | 56.2645 | 55.8355 | 55.4065 | 54.4871 | 54.0355 | 53.9581 | 53.5968 | 53.7935 | 56.5742 | 59.4903 | 62.1032 | 64.6194 | 65.3194 | 65.9065 | 65.5613 | 65.0355 | 63.6774 | 61.0935 | 59.0032 | 58.0258 | 57.3839 | 56.4226 | 56.0258 | 55.8613
Florida - Tampa | Feb | B | Florida - Tampa-Feb | 57.525 | 56.7679 | 56.1857 | 55.6071 | 55.4714 | 55.55 | 54.8429 | 55.7786 | 59.3893 | 63.8786 | 67.7179 | 70.0393 | 71.5714 | 72.3571 | 72.1643 | 71.3893 | 70.2786 | 67.3786 | 63.7071 | 61.7857 | 60.9179 | 59.9571 | 59.1071 | 58.7536
Florida - Tampa | Mar | C | Florida - Tampa-Mar | 58.9871 | 58.3935 | 57.5677 | 57.0161 | 56.8742 | 56.5226 | 56.3839 | 59.029 | 62.9419 | 66 | 68.5903 | 70.6161 | 72.2129 | 72.9871 | 72.771 | 71.9742 | 70.9839 | 68.4129 | 64.829 | 62.5871 | 61.2355 | 60.429 | 60.0258 | 59.671
Florida - Tampa | Apr | D | Florida - Tampa-Apr | 67.0233 | 66.3267 | 65.43 | 64.5767 | 63.94 | 63.1167 | 64.09 | 68.2833 | 72.1267 | 75.47 | 77.9467 | 79.63 | 80.8667 | 81.8367 | 81.9267 | 81.5567 | 80.6233 | 78.3867 | 74.6567 | 71.78 | 70.5133 | 69.2233 | 68.4033 | 67.9933
Florida - Tampa | May | E | Florida - Tampa-May | 72.6903 | 72.0258 | 71.3516 | 70.7484 | 70.3161 | 70.1129 | 70.9806 | 74.2258 | 76.9387 | 79.0968 | 80.9226 | 82.2935 | 83.3806 | 84.3226 | 85.0258 | 84.5645 | 84.1677 | 82.6968 | 79.5516 | 76.7387 | 75.6032 | 74.6097 | 74.0806 | 73.3968
Florida - Tampa | Jun | F | Florida - Tampa-Jun | 74.7633 | 74.03 | 73.4933 | 72.5567 | 72.1767 | 71.6067 | 75.18 | 79.8033 | 83.2333 | 85.4767 | 87.47 | 88.0967 | 89.0067 | 88.5167 | 88.5967 | 87.73 | 86.34 | 83.8567 | 82.0167 | 79.35 | 77.7767 | 76.7433 | 76.02 | 75.3433
Florida - Tampa | Jul | G | Florida - Tampa-Jul | 79.5323 | 79.0774 | 76.1871 | 75.7161 | 75.4742 | 75.5 | 76.9161 | 80.9032 | 83.9129 | 86.4355 | 87.4677 | 88.1903 | 88.3387 | 88.4194 | 87.1677 | 84.8452 | 83.9226 | 83.3258 | 82.2548 | 80.5903 | 79.4161 | 78.6871 | 78.1839 | 77.6806
Florida - Tampa | Aug | H | Florida - Tampa-Aug | 73.9871 | 73.5839 | 75.6613 | 75.2323 | 75.3935 | 75.4871 | 75.629 | 78.8032 | 81.9516 | 85.1194 | 86.3613 | 87.6581 | 88.9032 | 88.6806 | 88.4161 | 88.1903 | 85.9484 | 83.6968 | 81.4452 | 80.2581 | 79.0548 | 77.8742 | 77.3645 | 76.9581
Florida - Tampa | Sep | I | Florida - Tampa-Sep | 74.43 | 74.0067 | 73.73 | 73.3467 | 73.06 | 72.7867 | 72.64 | 76.13 | 79.3433 | 81.9367 | 83.48 | 84.51 | 85.1967 | 85.19 | 84.47 | 84.06 | 83.4367 | 82.31 | 79.7067 | 78.0167 | 77.0067 | 76.1033 | 75.5433 | 74.71
Florida - Tampa | Oct | J | Florida - Tampa-Oct | 69.4419 | 68.8419 | 68.2387 | 67.8484 | 67.4677 | 67.1774 | 67.3194 | 71.2645 | 76.1032 | 79.4097 | 81.5258 | 83.2581 | 84.3484 | 84.9161 | 84.9032 | 84.171 | 81.8258 | 78.2742 | 74.9968 | 73.2774 | 72.1903 | 71.3968 | 70.6452 | 69.8581
Florida - Tampa | Nov | K | Florida - Tampa-Nov | 61.8167 | 61.3167 | 60.9867 | 60.51 | 59.6367 | 59.2267 | 58.8967 | 60.92 | 65.3133 | 69.67 | 73.1933 | 75.1533 | 76.4967 | 76.9267 | 77.2633 | 76.8867 | 74.3267 | 69.8133 | 67.24 | 65.8167 | 64.55 | 63.4967 | 62.3433 | 61.65
Florida - Tampa | Dec | L | Florida - Tampa-Dec | 55.3129 | 55.4419 | 55.0355 | 54.4613 | 54.1032 | 53.8548 | 53.7968 | 54.3935 | 57.5871 | 61.3677 | 63.7355 | 65.6613 | 66.5484 | 67.2355 | 67.2226 | 66.7806 | 65.4097 | 61.6323 | 60.0677 | 59.2677 | 58.5871 | 57.8613 | 57.1226 | 56.5677
Florida - West Palm Beach | Jan | A | Florida - West Palm Beach-Jan | 61.8419 | 61.3194 | 60.8194 | 60.2903 | 59.8452 | 59.4 | 58.9516 | 61.8774 | 64.7935 | 67.7097 | 69.5903 | 71.4323 | 73.3194 | 72.9806 | 72.6806 | 72.3387 | 69.9 | 67.4161 | 64.9774 | 64.2452 | 63.5516 | 62.8452 | 62.2935 | 61.7774
Florida - West Palm Beach | Feb | B | Florida - West Palm Beach-Feb | 62.8107 | 62.4321 | 62.0893 | 61.6857 | 61.6179 | 61.5286 | 61.4786 | 64.325 | 67.2 | 70.025 | 71.8321 | 73.5536 | 73.6464 | 73.125 | 72.6036 | 72.0821 | 70.5107 | 68.8929 | 67.3107 | 66.5179 | 65.7321 | 64.9536 | 64.4321 | 63.8786
Florida - West Palm Beach | Mar | C | Florida - West Palm Beach-Mar | 67.0452 | 66.3032 | 65.5903 | 64.8258 | 64.5839 | 64.3613 | 64.1129 | 67.9355 | 71.6968 | 75.4968 | 76.9194 | 78.2323 | 78.6065 | 78.0032 | 77.4 | 76.8032 | 75.1935 | 73.5645 | 71.9548 | 70.9419 | 69.9677 | 68.9581 | 68.2806 | 67.5226
Florida - West Palm Beach | Apr | D | Florida - West Palm Beach-Apr | 69.9267 | 69.2767 | 68.6067 | 67.95 | 68.0233 | 68.0433 | 68.1067 | 71.08 | 74.0567 | 77.0433 | 78.7967 | 80.4967 | 80.7567 | 80.1267 | 79.5267 | 78.89 | 77.38 | 75.83 | 74.31 | 73.4533 | 72.6167 | 71.7667 | 71.2167 | 70.5833
Florida - West Palm Beach | May | E | Florida - West Palm Beach-May | 72.7806 | 72.3161 | 71.8903 | 71.4226 | 72.2 | 72.9548 | 73.7129 | 76.0032 | 78.2452 | 80.5258 | 81.0387 | 81.5258 | 82.0355 | 81.0323 | 80.0935 | 79.0935 | 77.8968 | 76.7419 | 75.5161 | 75 | 74.5677 | 74.0419 | 73.6548 | 73.3258
Florida - West Palm Beach | Jun | F | Florida - West Palm Beach-Jun | 76.9233 | 76.3867 | 75.87 | 75.48 | 75.1233 | 75.3233 | 78.0133 | 80.81 | 82.7667 | 83.9367 | 84.75 | 85.57 | 84.99 | 84.7 | 84.3967 | 83.47 | 82.21 | 80.93 | 79.9 | 78.8467 | 78.4733 | 78.1367 | 77.82 | 77.4867
Florida - West Palm Beach | Jul | G | Florida - West Palm Beach-Jul | 80.4129 | 79.7613 | 76.7903 | 76.6032 | 76.4226 | 76.4645 | 79.0129 | 82.2645 | 84.071 | 85.1097 | 85.5 | 86.8065 | 86.5355 | 86.5419 | 86.4355 | 85.4903 | 83.129 | 82.4452 | 80.7226 | 79.4032 | 79.0935 | 78.9806 | 78.4968 | 78.329
Florida - West Palm Beach | Aug | H | Florida - West Palm Beach-Aug | 76.5129 | 76.0742 | 78.1903 | 77.7226 | 78.1032 | 78.4645 | 78.8387 | 81.1935 | 83.5484 | 85.9226 | 86.8065 | 87.5968 | 88.0226 | 87.271 | 86.5774 | 85.8613 | 84.5258 | 83.2871 | 81.929 | 81.3452 | 80.8419 | 80.2645 | 79.8065 | 79.2645
Florida - West Palm Beach | Sep | I | Florida - West Palm Beach-Sep | 76.94 | 76.4433 | 75.98 | 75.4467 | 75.86 | 76.17 | 76.5467 | 79.1767 | 81.7433 | 84.3567 | 84.5767 | 84.74 | 84.9767 | 84.53 | 84.1033 | 83.6433 | 82.2767 | 80.9 | 79.5067 | 79.0933 | 78.73 | 78.3233 | 77.81 | 77.3933
Florida - West Palm Beach | Oct | J | Florida - West Palm Beach-Oct | 73.4484 | 73.0032 | 72.6 | 72.1613 | 72.071 | 71.9645 | 71.8806 | 74.5194 | 77.1871 | 79.829 | 80.5484 | 81.2226 | 81.9387 | 81.7097 | 81.4806 | 81.2484 | 79.8032 | 78.3516 | 76.8806 | 76.1774 | 75.5097 | 74.8097 | 74.2613 | 73.7484
Florida - West Palm Beach | Nov | K | Florida - West Palm Beach-Nov | 68.94 | 68.67 | 68.39 | 68.0833 | 67.53 | 67.02 | 66.46 | 69.6733 | 72.8733 | 76.0733 | 77.08 | 78.0933 | 79.0967 | 78.61 | 78.17 | 77.6833 | 76.2333 | 74.7767 | 73.2933 | 72.4733 | 71.67 | 70.8567 | 70.1833 | 69.56
Florida - West Palm Beach | Dec | L | Florida - West Palm Beach-Dec | 65.1452 | 64.7871 | 64.3935 | 63.8839 | 63.4129 | 63.4194 | 62.929 | 64.1516 | 67.6258 | 70.5387 | 72.5935 | 73.5484 | 74.1 | 74.1032 | 74.3581 | 73.4484 | 71.9516 | 69.8677 | 68.7516 | 67.9258 | 67.1032 | 66.4903 | 66.0129 | 65.629
Georgia - Athens | Jan | A | Georgia - Athens-Jan | 40.429 | 39.8871 | 39.4129 | 38.8806 | 38.4419 | 38.0097 | 37.5774 | 38.9 | 40.1903 | 41.5323 | 43.8 | 46.0774 | 48.3581 | 48.9065 | 49.4452 | 50.0032 | 48.2806 | 46.5871 | 44.8484 | 43.6903 | 42.6387 | 41.5097 | 41.0129 | 40.5258
Georgia - Athens | Feb | B | Georgia - Athens-Feb | 40.2929 | 39.3679 | 38.4679 | 37.5143 | 37.0107 | 36.5607 | 36.0393 | 38.1714 | 40.2893 | 42.4179 | 45.225 | 48.0179 | 50.8179 | 51.5036 | 52.2321 | 52.9143 | 51.2036 | 49.4893 | 47.7893 | 46.2571 | 44.75 | 43.2214 | 42.5607 | 41.9
Georgia - Athens | Mar | C | Georgia - Athens-Mar | 51.7484 | 50.6548 | 49.571 | 48.4806 | 47.7065 | 46.9742 | 46.2032 | 49.0935 | 51.9968 | 54.8903 | 57.5 | 60.0968 | 62.7097 | 63.5839 | 64.4452 | 65.3387 | 63.671 | 61.9839 | 60.2484 | 58.4677 | 56.6871 | 54.929 | 53.9161 | 52.9355
Georgia - Athens | Apr | D | Georgia - Athens-Apr | 55.69 | 54.9233 | 54.1767 | 53.38 | 52.89 | 52.4267 | 51.9267 | 55.8567 | 59.81 | 63.7433 | 65.6167 | 67.5 | 69.3633 | 69.8533 | 70.3433 | 70.8367 | 69.0233 | 67.2433 | 65.4067 | 63.6067 | 61.8433 | 60.05 | 58.6733 | 57.25
Georgia - Athens | May | E | Georgia - Athens-May | 63.0903 | 62.2 | 61.771 | 60.7419 | 59.9903 | 59.6323 | 61.8194 | 65.3452 | 69.0548 | 71.9581 | 74.0613 | 75.3032 | 77.3226 | 78.4129 | 78.1226 | 77.9548 | 77.4323 | 76.0194 | 73.6452 | 70.0806 | 67.8387 | 66.5065 | 65.3323 | 64.2129
Georgia - Athens | Jun | F | Georgia - Athens-Jun | 69.2933 | 68.4167 | 67.5933 | 66.6767 | 67.17 | 67.65 | 68.1733 | 71.36 | 74.5367 | 77.7267 | 79.3967 | 81.14 | 82.8233 | 83.2333 | 83.6333 | 84.0567 | 82.2267 | 80.4167 | 78.5433 | 76.5533 | 74.6167 | 72.6967 | 71.6333 | 70.6533
Georgia - Athens | Jul | G | Georgia - Athens-Jul | 75.1419 | 74.3226 | 71.1871 | 70.3645 | 70.7548 | 71.129 | 71.5387 | 74.9677 | 78.4129 | 81.8516 | 84.0065 | 86.1742 | 88.3258 | 88 | 87.6355 | 87.3097 | 85.4355 | 83.5161 | 81.6032 | 79.5484 | 77.5516 | 75.5387 | 74.6 | 73.6677
Georgia - Athens | Aug | H | Georgia - Athens-Aug | 70.2452 | 69.7387 | 71.6806 | 71.1355 | 71.1226 | 71.0968 | 71.0935 | 73.671 | 76.2645 | 78.8452 | 80.5 | 82.2581 | 83.929 | 84.3194 | 84.671 | 85.071 | 83.1613 | 81.2806 | 79.3484 | 77.7065 | 76.0968 | 74.4871 | 73.8419 | 73.2774
Georgia - Athens | Sep | I | Georgia - Athens-Sep | 67.2067 | 66.3133 | 65.5033 | 65.2167 | 64.7433 | 64.4 | 64.64 | 67.6567 | 71.36 | 74.5 | 76.58 | 78.29 | 79.9233 | 80.78 | 81.3633 | 80.9067 | 79.4933 | 76.83 | 73.4733 | 71.7033 | 70.58 | 69.4133 | 68.46 | 67.61
Georgia - Athens | Oct | J | Georgia - Athens-Oct | 56.0935 | 55.0226 | 53.9581 | 52.9032 | 52.429 | 51.9806 | 51.5 | 55.2677 | 59.0581 | 62.8387 | 65.4871 | 68.0839 | 70.7258 | 71.0677 | 71.3323 | 71.6774 | 69.1645 | 66.7548 | 64.2387 | 62.529 | 60.8032 | 59.1 | 57.9452 | 56.8129
Georgia - Athens | Nov | K | Georgia - Athens-Nov | 48.29 | 47.46 | 46.6267 | 45.81 | 45.3567 | 44.89 | 44.4433 | 47.2933 | 50.1867 | 53.0333 | 55.6633 | 58.27 | 60.91 | 60.9067 | 60.8667 | 60.8767 | 58.4533 | 56.0167 | 53.6033 | 52.7433 | 51.91 | 51.12 | 50.0633 | 48.99
Georgia - Athens | Dec | L | Georgia - Athens-Dec | 42.2516 | 41.7355 | 41.2 | 40.6839 | 40.2806 | 39.8968 | 39.4935 | 41.0839 | 42.6484 | 44.2419 | 46.7387 | 49.2065 | 51.7 | 52.5774 | 53.471 | 54.3355 | 52.2871 | 50.229 | 48.1839 | 47.029 | 45.8613 | 44.7065 | 44.029 | 43.2935
Georgia - Atlanta | Jan | A | Georgia - Atlanta-Jan | 37.5677 | 36.6613 | 36.6 | 36.1 | 35.7968 | 35.3097 | 35.2516 | 34.7032 | 36.1968 | 38.5677 | 41.3032 | 43.4968 | 45.3806 | 46.8516 | 47.729 | 47.9645 | 47.0677 | 45.0387 | 43.1677 | 41.5774 | 40.5129 | 39.5839 | 38.8323 | 38.0452
Georgia - Atlanta | Feb | B | Georgia - Atlanta-Feb | 40.3929 | 39.725 | 38.6857 | 38.4571 | 38.0464 | 37.1857 | 37.2214 | 37.3571 | 39.2964 | 42.2857 | 45.7536 | 48.0714 | 49.3357 | 50.6857 | 51.6857 | 52.125 | 51.5929 | 49.2321 | 47.3036 | 45.3893 | 44.4857 | 43.2429 | 42.2107 | 41.7821
Georgia - Atlanta | Mar | C | Georgia - Atlanta-Mar | 49.7065 | 48.6516 | 47.7065 | 46.8645 | 46.229 | 45.6065 | 45.2613 | 46.5516 | 48.529 | 51.2677 | 53.9613 | 56.4516 | 58.4258 | 59.9387 | 60.7 | 61.0839 | 60.8484 | 59.7645 | 57.6355 | 56.029 | 54.1645 | 52.9839 | 51.529 | 50.4645
Georgia - Atlanta | Apr | D | Georgia - Atlanta-Apr | 54.4267 | 53.8667 | 53.2 | 52.62 | 52.24 | 52.09 | 52.4933 | 55.3633 | 58.95 | 61.7733 | 64.4333 | 66.6833 | 68.65 | 70.46 | 70.8867 | 71.8067 | 71.0933 | 69.7967 | 66.2967 | 62.3167 | 60.3867 | 58.8867 | 57.1367 | 56.5567
Georgia - Atlanta | May | E | Georgia - Atlanta-May | 65.3097 | 64.5839 | 63.5613 | 63.0548 | 62.6516 | 62.1065 | 63.0226 | 65.3581 | 67.9935 | 70.3226 | 72.3935 | 74.2032 | 75.0645 | 76.5484 | 77.0452 | 77.2806 | 76.4387 | 75.9355 | 74.3129 | 72.4097 | 70.9 | 69.6516 | 68.3903 | 66.8774
Georgia - Atlanta | Jun | F | Georgia - Atlanta-Jun | 70.9833 | 69.8933 | 69.1667 | 68.4767 | 68.19 | 67.9167 | 69.1767 | 71.2267 | 73.6567 | 76.2367 | 78.4867 | 80.0433 | 81.1 | 82.1633 | 82.6533 | 82.7 | 82.6933 | 81.9233 | 80.2 | 77.4733 | 75.1767 | 73.8667 | 72.56 | 71.6533
Georgia - Atlanta | Jul | G | Georgia - Atlanta-Jul | 74.4516 | 74.0323 | 70.5613 | 70.2645 | 69.7968 | 69.5903 | 71.1355 | 74.3581 | 77.5677 | 80.5452 | 82.7806 | 84.4548 | 85.1613 | 85.5581 | 84.9387 | 84.2194 | 83.2677 | 82.2 | 80.4806 | 78.2484 | 75.829 | 74.8387 | 74.0032 | 72.9581
Georgia - Atlanta | Aug | H | Georgia - Atlanta-Aug | 69.1161 | 68.5613 | 70.2645 | 69.7613 | 69.1355 | 68.4355 | 68.9161 | 71.8226 | 75.5516 | 78.2903 | 80.7065 | 82 | 83.3742 | 83.6387 | 84.0226 | 84.1129 | 82.6742 | 81.0516 | 79.129 | 76.2935 | 74.9742 | 73.6581 | 72.7032 | 71.9
Georgia - Atlanta | Sep | I | Georgia - Atlanta-Sep | 68.5167 | 67.7 | 67.3433 | 67.2167 | 66.8167 | 66.7767 | 66.3233 | 68.5933 | 71.2567 | 73.64 | 76.1767 | 77.9267 | 78.9833 | 79.9467 | 79.8467 | 80.1733 | 79.56 | 78.16 | 74.78 | 72.7267 | 71.37 | 70.4167 | 69.9233 | 69.0933
Georgia - Atlanta | Oct | J | Georgia - Atlanta-Oct | 57.3968 | 56.1065 | 55.1581 | 54.3774 | 53.7935 | 53.4871 | 53.0452 | 55.1129 | 58.5935 | 61.8935 | 65.1613 | 67.4419 | 69.4677 | 71.0548 | 71.6613 | 72 | 70.5419 | 67.5968 | 65.0323 | 62.9355 | 61.2935 | 60.0032 | 59.3194 | 58.229
Georgia - Atlanta | Nov | K | Georgia - Atlanta-Nov | 47.3767 | 46.2967 | 46.07 | 45.5633 | 45.1767 | 44.2767 | 43.8433 | 44.5067 | 47.87 | 51.45 | 54.8033 | 57.04 | 59.1867 | 59.9233 | 59.97 | 59.4667 | 57.8367 | 54.4267 | 52.7267 | 51.1567 | 50.03 | 48.67 | 47.8633 | 47.1733
Georgia - Atlanta | Dec | L | Georgia - Atlanta-Dec | 40.6258 | 40.1903 | 39.3935 | 39.0613 | 38.5581 | 38.0677 | 37.7194 | 38.0226 | 39.9645 | 42.7516 | 45.8452 | 48.3871 | 50.1806 | 51.0387 | 51.7129 | 51.6903 | 50.2258 | 47.6226 | 45.871 | 45.1065 | 44.2806 | 42.7097 | 42.2032 | 41.6871
Georgia - Augusta | Jan | A | Georgia - Augusta-Jan | 37.4387 | 36.7097 | 36.2323 | 35.4613 | 34.6226 | 34.2677 | 34.3355 | 34.2355 | 36.9968 | 40.2968 | 44.0677 | 47.6387 | 49.9355 | 51.4484 | 52.2581 | 51.8032 | 50.7032 | 46.9968 | 43.929 | 42.3452 | 40.9226 | 40.1097 | 39.4871 | 38.429
Georgia - Augusta | Feb | B | Georgia - Augusta-Feb | 40.2964 | 39.4464 | 38.6107 | 37.7429 | 37.4143 | 37.0679 | 36.7036 | 39.4143 | 42.0821 | 44.7893 | 47.8107 | 50.8107 | 53.8321 | 54.8536 | 55.925 | 56.9643 | 54.0857 | 51.2143 | 48.3107 | 46.7393 | 45.175 | 43.625 | 42.6321 | 41.6571
Georgia - Augusta | Mar | C | Georgia - Augusta-Mar | 48.0871 | 46.971 | 46.3258 | 45.3581 | 44.5387 | 44.0677 | 44.0484 | 46.771 | 50.3677 | 53.8161 | 56.8613 | 59.2613 | 60.6419 | 62.2677 | 62.7452 | 62.9194 | 61.8226 | 59.6742 | 55.9581 | 52.7355 | 51.4806 | 50.7839 | 50.171 | 49.0935
Georgia - Augusta | Apr | D | Georgia - Augusta-Apr | 55.2133 | 54.2967 | 53.3967 | 52.4567 | 52.7133 | 52.95 | 53.2033 | 57.2033 | 61.24 | 65.24 | 67.62 | 69.96 | 72.34 | 72.9333 | 73.4967 | 74.0767 | 71.97 | 69.86 | 67.7033 | 64.9667 | 62.2667 | 59.5833 | 58.2033 | 56.88
Georgia - Augusta | May | E | Georgia - Augusta-May | 61.9903 | 61.1387 | 60.3742 | 60.1613 | 59.9903 | 60.1097 | 62.429 | 65.8774 | 69.8 | 72.671 | 74.9129 | 76.6581 | 78.0806 | 79.1806 | 78.8742 | 78.9516 | 78.4226 | 77.0161 | 73.5387 | 68.6677 | 66.929 | 65.5129 | 63.9161 | 62.5839
Georgia - Augusta | Jun | F | Georgia - Augusta-Jun | 69.13 | 68.32 | 67.5933 | 66.7533 | 67.69 | 68.5767 | 69.55 | 73.09 | 76.61 | 80.15 | 81.7433 | 83.3867 | 84.9567 | 85.1533 | 85.33 | 85.53 | 83.8867 | 82.2867 | 80.5633 | 78.08 | 75.6 | 73.16 | 71.9 | 70.6667
Georgia - Augusta | Jul | G | Georgia - Augusta-Jul | 74.2645 | 73.6548 | 70.7516 | 70.1419 | 70.8355 | 71.4742 | 72.1935 | 75.6903 | 79.1935 | 82.6774 | 84.5129 | 86.4129 | 88.2452 | 88.0548 | 87.8194 | 87.6323 | 85.3419 | 82.9903 | 80.6194 | 78.529 | 76.4774 | 74.4419 | 73.6226 | 72.7935
Georgia - Augusta | Aug | H | Georgia - Augusta-Aug | 68.7774 | 68.229 | 70.0839 | 69.529 | 69.9258 | 70.2581 | 70.6871 | 74.6613 | 78.6032 | 82.5935 | 84.329 | 86.171 | 87.8839 | 87.8226 | 87.6871 | 87.6 | 85.0419 | 82.4677 | 79.9032 | 77.9774 | 76.0484 | 74.1387 | 73.129 | 72.1097
Georgia - Augusta | Sep | I | Georgia - Augusta-Sep | 66.78 | 66.2133 | 65.5733 | 65.1967 | 64.8333 | 64.3667 | 64.84 | 68.4467 | 72.8833 | 76.8033 | 79.8267 | 81.5733 | 82.7567 | 83.3133 | 83.5367 | 83.1333 | 81.74 | 78.6533 | 73.77 | 71.5167 | 70.2467 | 68.8867 | 67.8933 | 66.9233
Georgia - Augusta | Oct | J | Georgia - Augusta-Oct | 52.9903 | 52.0065 | 51.4742 | 50.7839 | 50.1774 | 49.7258 | 49.9484 | 53.2452 | 57.5032 | 62.1194 | 65.7452 | 67.8774 | 69.6419 | 70.8323 | 71.2871 | 70.4484 | 68.1419 | 62.2323 | 58.4774 | 56.9226 | 55.4581 | 54.4935 | 53.8677 | 52.6968
Georgia - Augusta | Nov | K | Georgia - Augusta-Nov | 46.5167 | 46.0067 | 45.55 | 44.7533 | 44.0333 | 43.4633 | 43.3133 | 45.6233 | 50.5267 | 55.5733 | 60.15 | 62.7133 | 65.0033 | 66.4767 | 66.8967 | 66.4733 | 64.57 | 58.1633 | 55.4033 | 53.55 | 51.8267 | 49.9267 | 48.4 | 47.6567
Georgia - Augusta | Dec | L | Georgia - Augusta-Dec | 41.8613 | 40.9419 | 40.0355 | 39.1065 | 38.7355 | 38.329 | 37.8871 | 40.7903 | 43.6935 | 46.5903 | 49.4065 | 52.2194 | 55.0323 | 55.6323 | 56.1355 | 56.729 | 53.6774 | 50.7065 | 47.6452 | 46.6097 | 45.6065 | 44.571 | 43.8355 | 43.1387
Georgia - Columbus | Jan | A | Georgia - Columbus-Jan | 41.6581 | 41.1645 | 40.5387 | 40.3516 | 40.1355 | 39.6355 | 39.0194 | 38.4323 | 39.9871 | 42.6903 | 45.3903 | 47.6548 | 49.8935 | 51.7645 | 53.1645 | 53.6742 | 53.3065 | 51.0677 | 48.3194 | 46.5645 | 44.9323 | 43.6774 | 42.829 | 42.029
Georgia - Columbus | Feb | B | Georgia - Columbus-Feb | 41.8679 | 40.9429 | 40.0036 | 39.0679 | 38.2071 | 37.3714 | 36.5357 | 39.1714 | 41.8286 | 44.4679 | 47.7571 | 51.05 | 54.3321 | 55.5071 | 56.6571 | 57.8393 | 55.6464 | 53.4607 | 51.2393 | 49.2286 | 47.2679 | 45.2929 | 44.3714 | 43.4607
Georgia - Columbus | Mar | C | Georgia - Columbus-Mar | 52.0516 | 51.4032 | 50.2903 | 49.6548 | 48.7677 | 47.9258 | 47.7097 | 49.2871 | 52.5065 | 56.0323 | 58.7677 | 61.3355 | 63.0806 | 64.5194 | 65.8 | 66.3613 | 66.2581 | 65.0161 | 62.0774 | 58.8323 | 56.6774 | 54.7548 | 53.6903 | 52.4613
Georgia - Columbus | Apr | D | Georgia - Columbus-Apr | 58.3833 | 57.1733 | 55.9933 | 54.75 | 54.36 | 53.9933 | 53.5667 | 58.13 | 62.7067 | 67.27 | 70.02 | 72.7467 | 75.5133 | 76.1967 | 76.8967 | 77.57 | 75.77 | 73.9433 | 72.11 | 69 | 65.8967 | 62.8267 | 61.5833 | 60.3367
Georgia - Columbus | May | E | Georgia - Columbus-May | 63.7452 | 62.7839 | 61.8258 | 60.8516 | 60.6871 | 60.5387 | 60.3613 | 64.0774 | 67.7548 | 71.4806 | 73.6839 | 75.8516 | 78.0581 | 78.9613 | 79.8355 | 80.7387 | 79.4742 | 78.2387 | 76.9194 | 74.0387 | 71.2226 | 68.3935 | 66.8968 | 65.4065
Georgia - Columbus | Jun | F | Georgia - Columbus-Jun | 72.7733 | 72.0267 | 71.3367 | 70.58 | 70.3567 | 70.1433 | 69.91 | 72.8 | 75.6433 | 78.5567 | 79.8833 | 81.2 | 82.53 | 83.26 | 83.95 | 84.68 | 83.11 | 81.59 | 80.03 | 78.42 | 76.8333 | 75.2033 | 74.4 | 73.6067
Georgia - Columbus | Jul | G | Georgia - Columbus-Jul | 79.1516 | 78.4581 | 75.5258 | 74.8 | 74.771 | 74.729 | 74.6613 | 77.0903 | 79.4742 | 81.8645 | 84.3 | 86.7355 | 89.1548 | 88.871 | 88.5484 | 88.2548 | 86.9613 | 85.6548 | 84.3516 | 82.6194 | 80.9129 | 79.1903 | 78.3548 | 77.5484
Georgia - Columbus | Aug | H | Georgia - Columbus-Aug | 72.6903 | 72.1484 | 74.0032 | 73.4194 | 73.2484 | 73.1032 | 72.9065 | 75.7613 | 78.5323 | 81.3419 | 83.5387 | 85.7452 | 87.9355 | 88.229 | 88.471 | 88.7516 | 86.7516 | 84.7387 | 82.6903 | 80.8323 | 79.0065 | 77.1806 | 76.5032 | 75.8484
Georgia - Columbus | Sep | I | Georgia - Columbus-Sep | 73.0867 | 72.5133 | 72.02 | 71.4233 | 70.6433 | 69.9567 | 69.1533 | 71.9967 | 74.8133 | 77.6533 | 79.82 | 82 | 84.1833 | 84.6567 | 85.1367 | 85.63 | 83.2533 | 80.9 | 78.5 | 77.3267 | 76.1767 | 75.0133 | 74.2567 | 73.5567
Georgia - Columbus | Oct | J | Georgia - Columbus-Oct | 58.6161 | 57.6645 | 56.7613 | 55.8161 | 55.2645 | 54.7806 | 54.2355 | 57.5484 | 60.8935 | 64.1968 | 66.7935 | 69.3742 | 71.9871 | 72.8129 | 73.6097 | 74.429 | 71.8065 | 69.1516 | 66.5 | 64.6194 | 62.8129 | 60.9452 | 59.9871 | 59.0419
Georgia - Columbus | Nov | K | Georgia - Columbus-Nov | 50.2433 | 49.0867 | 48.5167 | 48.3333 | 48.0467 | 47.4133 | 47.0367 | 48.1333 | 51.6333 | 55.1267 | 58.9933 | 61.75 | 63.6267 | 65.24 | 66.0033 | 65.6833 | 64.3533 | 61.2 | 57.3867 | 55.2133 | 53.89 | 52.23 | 50.9567 | 50.3133
Georgia - Columbus | Dec | L | Georgia - Columbus-Dec | 45.571 | 45.2581 | 44.9355 | 44.5806 | 44.129 | 43.6161 | 43.1161 | 44.6226 | 46.1258 | 47.6548 | 50.129 | 52.5806 | 55.0548 | 56.0419 | 57.0097 | 57.9968 | 55.8581 | 53.7484 | 51.6161 | 50.4677 | 49.3323 | 48.1806 | 47.4581 | 46.7677
Georgia - Macom | Jan | A | Georgia - Macom-Jan | 42.3129 | 41.2903 | 40.9419 | 40.4968 | 40.2935 | 40.0065 | 39.9226 | 40.0065 | 41.5032 | 43.7645 | 46.0516 | 48.7742 | 50.7935 | 52.6806 | 53.8 | 54.3129 | 53.6 | 51.5097 | 48.8129 | 47.1806 | 45.671 | 44.6903 | 43.8258 | 42.9161
Georgia - Macom | Feb | B | Georgia - Macom-Feb | 40.7429 | 39.8786 | 39.0607 | 38.2107 | 37.6964 | 37.2036 | 36.6929 | 39.5786 | 42.475 | 45.3643 | 48.2929 | 51.2571 | 54.1857 | 54.8929 | 55.6179 | 56.325 | 54.1964 | 52.1179 | 49.9571 | 47.9464 | 46 | 44.0536 | 42.9536 | 41.8607
Georgia - Macom | Mar | C | Georgia - Macom-Mar | 53.6548 | 52.3839 | 51.3355 | 50.3097 | 49.5129 | 48.7258 | 48.6484 | 50.8871 | 55.3903 | 58.8387 | 62.1742 | 64.5484 | 66.5419 | 67.6903 | 68.529 | 69.4903 | 69.329 | 67.6613 | 63.971 | 61.171 | 58.9806 | 57.4323 | 56 | 54.9355
Georgia - Macom | Apr | D | Georgia - Macom-Apr | 57.8267 | 56.7967 | 56.1 | 55.24 | 54.1467 | 53.5667 | 54.5333 | 57.5767 | 60.8667 | 64.22 | 67.1933 | 69.2933 | 71.2533 | 72.5433 | 72.7633 | 73.0267 | 72.5767 | 71.0533 | 67.7567 | 64.95 | 63.0133 | 61.4967 | 60.08 | 58.7467
Georgia - Macom | May | E | Georgia - Macom-May | 65.3742 | 64.3677 | 63.3774 | 62.3355 | 62.7516 | 63.1355 | 63.5613 | 67.6903 | 71.8581 | 76.0032 | 78.2839 | 80.5677 | 82.8452 | 82.7871 | 82.7129 | 82.671 | 80.971 | 79.2742 | 77.5774 | 74.6839 | 71.8065 | 68.929 | 67.7871 | 66.6516
Georgia - Macom | Jun | F | Georgia - Macom-Jun | 71.8533 | 70.96 | 70.6133 | 70.0367 | 69.78 | 69.7933 | 71.9033 | 75 | 78.3133 | 81.2 | 83.3333 | 84.6967 | 85.9533 | 85.8833 | 85.5967 | 84.6367 | 83.9567 | 82.1433 | 80.4233 | 77.86 | 75.5733 | 74.14 | 73.2933 | 72.3333
Georgia - Macom | Jul | G | Georgia - Macom-Jul | 75.6323 | 74.8516 | 71.7742 | 71.3516 | 70.7871 | 70.3419 | 71.4484 | 74.2774 | 77.8226 | 81.3581 | 83.8968 | 85.6419 | 87.0323 | 88.2452 | 87.0065 | 87.1226 | 86.0806 | 85.371 | 83.0742 | 79.7968 | 77.2484 | 75.8968 | 74.6065 | 73.8419
Georgia - Macom | Aug | H | Georgia - Macom-Aug | 71.0806 | 70.6645 | 72.6032 | 71.9516 | 71.6774 | 71.3226 | 71.8903 | 74.6613 | 77.5355 | 80.0516 | 82.4935 | 84.4323 | 86.2645 | 86.8839 | 87.6935 | 87.1645 | 85.529 | 83.3516 | 81.129 | 78.8484 | 77.4742 | 76.1484 | 75.2387 | 74.2323
Georgia - Macom | Sep | I | Georgia - Macom-Sep | 68.4633 | 67.5967 | 66.79 | 66.49 | 66.19 | 65.5833 | 65.8167 | 68.15 | 71.66 | 75.51 | 78.4733 | 80.5233 | 81.8333 | 82.8567 | 83.2933 | 82.7533 | 81.43 | 78.9833 | 75.43 | 72.8667 | 71.2733 | 70.43 | 69.71 | 69.0133
Georgia - Macom | Oct | J | Georgia - Macom-Oct | 57.6871 | 57.0871 | 56.4645 | 55.8806 | 55.4452 | 55.1097 | 54.6742 | 59.5484 | 64.4774 | 69.3419 | 72.3419 | 75.2903 | 78.3 | 78.4419 | 78.5323 | 78.6839 | 75.5968 | 72.5129 | 69.3935 | 66.9677 | 64.5645 | 62.1645 | 60.5774 | 58.9871
Georgia - Macom | Nov | K | Georgia - Macom-Nov | 48.0833 | 47.3233 | 46.6033 | 45.8333 | 45.2633 | 44.74 | 44.17 | 47.69 | 51.2167 | 54.7467 | 57.8533 | 60.9033 | 63.99 | 64.2133 | 64.4333 | 64.6433 | 61.7833 | 58.94 | 56.0267 | 54.17 | 52.32 | 50.53 | 49.4567 | 48.39
Georgia - Macom | Dec | L | Georgia - Macom-Dec | 45.2097 | 44.0645 | 43.6742 | 43.2677 | 42.6355 | 42.0871 | 41.4161 | 41.5903 | 43.5194 | 46.9097 | 50.5452 | 53.0581 | 55.2161 | 56.6806 | 57.6742 | 57.7097 | 56.5742 | 54.0419 | 52.2194 | 50.571 | 49.2871 | 48.2323 | 47.2452 | 46.3419
Georgia - Savannah | Jan | A | Georgia - Savannah-Jan | 44.4548 | 44.0032 | 43.6581 | 43.3742 | 42.6484 | 42.1806 | 42.0903 | 42.3452 | 44.971 | 48.3258 | 51.2871 | 54.0032 | 55.3419 | 56.7419 | 56.8065 | 56.6323 | 55.5742 | 52.6806 | 50.5419 | 48.2968 | 47.1161 | 46.3548 | 45.4194 | 44.9032
Georgia - Savannah | Feb | B | Georgia - Savannah-Feb | 45.0643 | 44.2893 | 43.5429 | 42.7929 | 42.2286 | 41.725 | 41.1893 | 43.525 | 45.9036 | 48.25 | 51.0036 | 53.7357 | 56.4964 | 57.1893 | 57.875 | 58.5857 | 56.5107 | 54.4607 | 52.3929 | 50.8607 | 49.325 | 47.8321 | 46.9357 | 46.05
Georgia - Savannah | Mar | C | Georgia - Savannah-Mar | 52.8452 | 52.0839 | 51.2742 | 50.4935 | 49.929 | 49.3968 | 48.8323 | 53.1097 | 57.3677 | 61.6355 | 63.8387 | 66.029 | 68.2258 | 68.5194 | 68.7355 | 69.029 | 66.5226 | 64.0194 | 61.5161 | 59.8194 | 58.0677 | 56.3677 | 55.1935 | 54.029
Georgia - Savannah | Apr | D | Georgia - Savannah-Apr | 58.83 | 57.6833 | 56.5667 | 55.44 | 55.6667 | 55.9033 | 56.1567 | 60.4667 | 64.79 | 69.0967 | 70.8333 | 72.58 | 74.3167 | 74.3367 | 74.3733 | 74.41 | 72.2433 | 70.13 | 67.9167 | 65.8767 | 63.83 | 61.8267 | 60.9567 | 60.1167
Georgia - Savannah | May | E | Georgia - Savannah-May | 67.3484 | 66.429 | 65.5613 | 64.6161 | 64.7161 | 64.8161 | 64.8935 | 68.8194 | 72.7419 | 76.6581 | 78.0935 | 79.5548 | 80.9839 | 81.1581 | 81.2968 | 81.4742 | 79.7839 | 78.0452 | 76.2839 | 74.3194 | 72.4452 | 70.5645 | 69.5581 | 68.5194
Georgia - Savannah | Jun | F | Georgia - Savannah-Jun | 72.6833 | 71.98 | 71.3 | 70.57 | 71.1433 | 71.74 | 72.3333 | 75.74 | 79.1133 | 82.51 | 83.9667 | 85.4133 | 86.88 | 86.32 | 85.78 | 85.2367 | 83.2067 | 81.1767 | 79.1033 | 77.7467 | 76.3333 | 75.0067 | 74.26 | 73.58
Georgia - Savannah | Jul | G | Georgia - Savannah-Jul | 77.0419 | 76.329 | 73.2935 | 72.5903 | 73.129 | 73.5871 | 74.1161 | 77.4194 | 80.7968 | 84.071 | 85.8065 | 87.5742 | 89.3097 | 89.0387 | 88.7323 | 88.4645 | 86.4387 | 84.3516 | 82.2581 | 80.6548 | 79 | 77.429 | 76.4903 | 75.629
Georgia - Savannah | Aug | H | Georgia - Savannah-Aug | 73.2 | 72.8032 | 74.8387 | 74.3903 | 74.3903 | 74.3645 | 74.3258 | 77.4258 | 80.5 | 83.5677 | 84.6097 | 85.6516 | 86.7 | 86.1 | 85.5258 | 84.9452 | 83.6677 | 82.3548 | 81.0194 | 79.7903 | 78.5355 | 77.3323 | 76.7194 | 76.1839
Georgia - Savannah | Sep | I | Georgia - Savannah-Sep | 69.19 | 68.6333 | 68.0767 | 67.5167 | 67.7233 | 67.9033 | 68.12 | 72.0733 | 76.0267 | 79.9833 | 81.6467 | 83.3267 | 84.99 | 84.61 | 84.2467 | 83.87 | 81.4033 | 78.9567 | 76.4133 | 74.76 | 73.0967 | 71.48 | 70.6033 | 69.8167
Georgia - Savannah | Oct | J | Georgia - Savannah-Oct | 60.5968 | 59.6323 | 59.0516 | 58.4742 | 57.9613 | 57.8645 | 57.7677 | 60.6677 | 65.0032 | 69.6161 | 72.4742 | 74.3968 | 75.6 | 76.0839 | 76.1323 | 75.3742 | 73.6677 | 71.0226 | 68.1065 | 66.0613 | 64.6097 | 63.5935 | 62.2516 | 61.2548
Georgia - Savannah | Nov | K | Georgia - Savannah-Nov | 55.3767 | 54.8533 | 54.5367 | 54.1267 | 53.81 | 53.3133 | 53.1333 | 54.53 | 58.5033 | 62.3567 | 65.6067 | 68.1867 | 68.8233 | 70.1067 | 70.2333 | 69.48 | 67.47 | 64.0933 | 61.2533 | 59.1167 | 57.5667 | 56.6267 | 55.91 | 55.08
Georgia - Savannah | Dec | L | Georgia - Savannah-Dec | 46.5645 | 46.029 | 45.5032 | 44.9452 | 44.4065 | 43.9581 | 43.4194 | 45.7839 | 48.129 | 50.4968 | 53.2581 | 56.0258 | 58.7871 | 59.1871 | 59.6548 | 60.0581 | 57.6129 | 55.1645 | 52.7097 | 51.6161 | 50.5194 | 49.4323 | 48.7161 | 48.0226
Hawaii - Hilo | Jan | A | Hawaii - Hilo-Jan | 67.4129 | 66.9548 | 66.5645 | 66.171 | 65.7677 | 66.3742 | 66.9516 | 67.5452 | 70.7484 | 73.9387 | 77.1355 | 77.1226 | 77.1548 | 77.1258 | 76.1548 | 75.1516 | 74.171 | 73.0129 | 71.8516 | 70.7 | 69.8935 | 69.1323 | 68.3452 | 67.9161
Hawaii - Hilo | Feb | B | Hawaii - Hilo-Feb | 66.35 | 65.7429 | 65.4857 | 65.2429 | 64.9536 | 65.6643 | 66.3429 | 67.0571 | 69.7286 | 72.3607 | 75.0286 | 75.5679 | 76.1071 | 76.6429 | 75.6464 | 74.6964 | 73.6964 | 72.2036 | 70.6964 | 69.1857 | 68.6107 | 68.0536 | 67.4857 | 66.9
Hawaii - Hilo | Mar | C | Hawaii - Hilo-Mar | 67.8226 | 67.2935 | 66.9677 | 66.6484 | 66.2839 | 67.1065 | 67.8645 | 68.7032 | 71.2387 | 73.7226 | 76.2677 | 76.7129 | 77.0968 | 77.5419 | 76.7677 | 76.0516 | 75.2839 | 73.8387 | 72.3742 | 70.9258 | 70.1677 | 69.471 | 68.7226 | 68.2097
Hawaii - Hilo | Apr | D | Hawaii - Hilo-Apr | 68.2167 | 67.6567 | 67.1867 | 66.7633 | 66.3 | 67.8167 | 69.37 | 70.8833 | 72.5933 | 74.3333 | 76.0533 | 76.19 | 76.3333 | 76.46 | 75.7433 | 75.0833 | 74.3533 | 73.2533 | 72.1 | 70.98 | 70.4267 | 69.92 | 69.4033 | 68.8167
Hawaii - Hilo | May | E | Hawaii - Hilo-May | 69.2194 | 68.7323 | 68.3452 | 68 | 67.6129 | 69.7032 | 71.7677 | 73.8645 | 75.3774 | 76.8774 | 78.4 | 78.4516 | 78.5194 | 78.5774 | 77.9484 | 77.3839 | 76.7839 | 75.3194 | 73.771 | 72.2903 | 71.5774 | 70.8871 | 70.2065 | 69.7
Hawaii - Hilo | Jun | F | Hawaii - Hilo-Jun | 69.8467 | 69.43 | 69.1 | 68.81 | 68.4967 | 70.57 | 72.6533 | 74.7433 | 76.4 | 78.0633 | 79.72 | 80.32 | 80.8667 | 81.4733 | 80.4533 | 79.4667 | 78.46 | 76.65 | 74.85 | 73.0567 | 72.25 | 71.4767 | 70.6867 | 70.2267
Hawaii - Hilo | Jul | G | Hawaii - Hilo-Jul | 73.5355 | 72.9097 | 70.4032 | 70.2968 | 69.9516 | 69.9065 | 70.9645 | 74.0581 | 76.2 | 78.0548 | 79.3516 | 79.9581 | 79.9968 | 80.2032 | 79.9419 | 79.0935 | 78.1 | 76.8226 | 75.071 | 73.9613 | 73.571 | 72.9097 | 72.3935 | 71.8452
Hawaii - Hilo | Aug | H | Hawaii - Hilo-Aug | 69.0129 | 68.3 | 70.3161 | 70.1065 | 69.8613 | 71.5806 | 73.3129 | 75.0419 | 76.7355 | 78.4581 | 80.1484 | 80.4065 | 80.671 | 80.9452 | 80.271 | 79.6548 | 79 | 77.5419 | 76.0806 | 74.6161 | 73.9839 | 73.4129 | 72.7677 | 72.0452
Hawaii - Hilo | Sep | I | Hawaii - Hilo-Sep | 72.0933 | 71.4067 | 71.0767 | 70.7933 | 70.4667 | 72.21 | 73.9167 | 75.69 | 78.0033 | 80.3033 | 82.58 | 82.4867 | 82.3367 | 82.22 | 81.2867 | 80.3367 | 79.4067 | 78.0033 | 76.59 | 75.1767 | 74.5633 | 73.9733 | 73.3167 | 72.6433
Hawaii - Hilo | Oct | J | Hawaii - Hilo-Oct | 71.0226 | 70.8065 | 70.2323 | 69.5871 | 69.2323 | 68.9419 | 69.7806 | 73.4581 | 77.0613 | 78.1194 | 78.6871 | 79.0161 | 79.1387 | 79.3065 | 79.0032 | 77.9677 | 76.5903 | 75.5419 | 74.4581 | 73.5645 | 73.0871 | 72.3484 | 71.871 | 71.5226
Hawaii - Hilo | Nov | K | Hawaii - Hilo-Nov | 69.1533 | 68.6167 | 68.3667 | 68.16 | 67.9133 | 68.8167 | 69.6867 | 70.6267 | 72.8933 | 75.2 | 77.49 | 77.8533 | 78.2 | 78.5867 | 77.4333 | 76.3033 | 75.15 | 74.1033 | 73.04 | 71.9667 | 71.3 | 70.7333 | 70.09 | 69.5367
Hawaii - Hilo | Dec | L | Hawaii - Hilo-Dec | 67.3548 | 66.9387 | 66.5935 | 66.3032 | 65.9452 | 66.6452 | 67.3387 | 68.0323 | 71.2419 | 74.4677 | 77.6935 | 77.9516 | 78.1742 | 78.4613 | 77.1516 | 75.8194 | 74.5 | 73.1032 | 71.7097 | 70.3097 | 69.5484 | 68.8774 | 68.1194 | 67.7065
Hawaii - Honolulu | Jan | A | Hawaii - Honolulu-Jan | 69.2871 | 68.8065 | 68.4258 | 68.1032 | 67.829 | 67.6 | 67.271 | 69.1419 | 73.3065 | 76.3194 | 77.7065 | 78.4581 | 78.6871 | 78.9645 | 78.1 | 77.2935 | 75.6419 | 73.5161 | 72.2065 | 71.4839 | 71.1871 | 70.5484 | 69.9065 | 69.771
Hawaii - Honolulu | Feb | B | Hawaii - Honolulu-Feb | 68.275 | 67.9286 | 67.6464 | 67.625 | 67.3464 | 66.5893 | 66.5286 | 67.5536 | 71.2071 | 73.6679 | 75.925 | 77.1179 | 77.4893 | 77.85 | 77.5214 | 76.3036 | 75.4071 | 73.8821 | 72.1571 | 71.55 | 70.4821 | 69.4714 | 68.9821 | 68.6821
Hawaii - Honolulu | Mar | C | Hawaii - Honolulu-Mar | 70.2613 | 69.6581 | 69.1581 | 68.7387 | 68.1935 | 69.3097 | 70.3613 | 71.4806 | 73.6419 | 75.8065 | 77.9871 | 78.6387 | 79.2419 | 79.9258 | 79.229 | 78.6258 | 77.9419 | 76.5032 | 75.0226 | 73.5742 | 72.8935 | 72.2742 | 71.5871 | 70.9484
Hawaii - Honolulu | Apr | D | Hawaii - Honolulu-Apr | 71.0933 | 70.84 | 70.15 | 69.94 | 69.91 | 69.5833 | 70.54 | 73.8767 | 76.0967 | 78.53 | 79.88 | 80.9667 | 81.3433 | 80.9733 | 80.8933 | 80.48 | 78.5233 | 76.2367 | 73.5833 | 72.6933 | 72.5567 | 72.2933 | 71.8133 | 71.44
Hawaii - Honolulu | May | E | Hawaii - Honolulu-May | 72.6839 | 72.2355 | 71.8516 | 71.3806 | 70.8226 | 70.5161 | 73.3097 | 77.071 | 79.3355 | 81.3323 | 82.4677 | 83.2581 | 83.9806 | 83.3839 | 82.7452 | 81.5226 | 79.8548 | 78.0419 | 75.9226 | 74.8226 | 74.4968 | 74.029 | 73.8323 | 73.5903
Hawaii - Honolulu | Jun | F | Hawaii - Honolulu-Jun | 75.3533 | 75.0933 | 74.6467 | 74.27 | 73.95 | 74 | 75.0967 | 77.48 | 79.3 | 80.9467 | 82.34 | 82.8833 | 83.5 | 83.5033 | 83.3567 | 82.7167 | 81.5767 | 80 | 78.4933 | 77.1933 | 76.92 | 76.7033 | 76.4133 | 75.78
Hawaii - Honolulu | Jul | G | Hawaii - Honolulu-Jul | 77.8387 | 77.329 | 74.4968 | 74.2194 | 73.8677 | 75.3258 | 76.7871 | 78.2581 | 79.9742 | 81.7516 | 83.4613 | 83.8871 | 84.2032 | 84.6097 | 83.729 | 82.9452 | 82.0387 | 80.4903 | 78.871 | 77.3 | 76.9452 | 76.6613 | 76.3 | 75.8226
Hawaii - Honolulu | Aug | H | Hawaii - Honolulu-Aug | 74.7161 | 74.5677 | 76.6806 | 76.2903 | 76.0742 | 75.8129 | 76.6355 | 78.6065 | 80.4 | 82.429 | 83.8226 | 85.3452 | 85.7161 | 86.1774 | 85.6 | 84.3839 | 83.3258 | 81.1742 | 79.5258 | 78.7613 | 78.3226 | 78.1839 | 77.8194 | 77.7129
Hawaii - Honolulu | Sep | I | Hawaii - Honolulu-Sep | 76.4967 | 76 | 75.6133 | 75.2733 | 74.8667 | 76.15 | 77.36 | 78.67 | 80.7067 | 82.7633 | 84.8067 | 85.3533 | 85.81 | 86.3567 | 85.33 | 84.38 | 83.33 | 81.7933 | 80.12 | 78.58 | 78.1333 | 77.7967 | 77.3967 | 76.9
Hawaii - Honolulu | Oct | J | Hawaii - Honolulu-Oct | 75.6129 | 75.0516 | 74.7419 | 74.4742 | 74.1355 | 75.2613 | 76.3935 | 77.5387 | 79.2129 | 80.8871 | 82.5548 | 82.9645 | 83.3161 | 83.7129 | 82.829 | 81.9452 | 81.0774 | 79.8839 | 78.6935 | 77.4871 | 77.1516 | 76.8839 | 76.5548 | 76.0032
Hawaii - Honolulu | Nov | K | Hawaii - Honolulu-Nov | 72.8367 | 72.3633 | 72.1167 | 71.9067 | 71.7067 | 71.7933 | 71.6667 | 74.09 | 77.2133 | 79.6133 | 80.67 | 81.3567 | 81.58 | 81.65 | 81.1267 | 79.7533 | 78.17 | 75.9433 | 75.1633 | 74.3067 | 74.13 | 73.5867 | 73.3333 | 73.1133
Hawaii - Honolulu | Dec | L | Hawaii - Honolulu-Dec | 69.7774 | 69.4323 | 69.3355 | 69.2613 | 69.1806 | 69.4065 | 69.5968 | 69.8323 | 72.6419 | 75.4871 | 78.3226 | 78.7387 | 79.1548 | 79.6 | 78.8194 | 78.0129 | 77.2419 | 75.8516 | 74.4548 | 73.0548 | 72.1968 | 71.3419 | 70.4903 | 70.171
Hawaii - Kahului | Jan | A | Hawaii - Kahului-Jan | 67.7806 | 67.3839 | 67.1968 | 67.0355 | 66.8548 | 67.1871 | 67.4806 | 67.8161 | 70.6548 | 73.4871 | 76.3355 | 76.8774 | 77.3516 | 77.9032 | 77.3484 | 76.8097 | 76.2613 | 74.5194 | 72.6871 | 70.9581 | 70.1 | 69.2903 | 68.471 | 68.1258
Hawaii - Kahului | Feb | B | Hawaii - Kahului-Feb | 66.425 | 66.0393 | 65.4179 | 65.6893 | 65.45 | 65.2357 | 64.8393 | 66.6893 | 71.1179 | 73.6321 | 75.1429 | 76.5321 | 77.0286 | 77.4036 | 77.0036 | 76.6429 | 75.7679 | 73.8714 | 72.2179 | 71.4679 | 69.9429 | 68.625 | 67.5607 | 67.0286
Hawaii - Kahului | Mar | C | Hawaii - Kahului-Mar | 68.871 | 68.4677 | 68.1774 | 67.929 | 67.6516 | 68.4645 | 69.3129 | 70.171 | 72.7968 | 75.4129 | 78.0548 | 78.6161 | 79.1935 | 79.7903 | 78.7032 | 77.629 | 76.5484 | 74.8452 | 73.1419 | 71.4484 | 70.8226 | 70.2871 | 69.7065 | 69.3161
Hawaii - Kahului | Apr | D | Hawaii - Kahului-Apr | 68.55 | 67.9333 | 67.4 | 67.1433 | 66.87 | 66.0767 | 67.1633 | 71.42 | 74.5967 | 76.7167 | 77.8767 | 78.51 | 78.8867 | 79.41 | 78.5033 | 77.9133 | 76.29 | 74.4 | 72.2833 | 71.2733 | 70.7133 | 70.2367 | 69.64 | 69.14
Hawaii - Kahului | May | E | Hawaii - Kahului-May | 70.4452 | 69.6323 | 68.9516 | 68.3129 | 67.6645 | 70.229 | 72.8548 | 75.4355 | 77.6935 | 79.9452 | 82.171 | 82.4129 | 82.6258 | 82.8581 | 81.7903 | 80.7065 | 79.6355 | 77.8097 | 75.9871 | 74.1581 | 73.4419 | 72.6806 | 71.9903 | 71.2
Hawaii - Kahului | Jun | F | Hawaii - Kahului-Jun | 73.01 | 72.62 | 72.17 | 71.75 | 71.32 | 71.2333 | 73.84 | 77.7967 | 79.8933 | 81.9567 | 83.2333 | 84.05 | 84.4467 | 84.5 | 83.8533 | 82.7033 | 81.6 | 79.6233 | 77.0833 | 75.3867 | 74.9567 | 74.3833 | 73.9233 | 73.5367
Hawaii - Kahului | Jul | G | Hawaii - Kahului-Jul | 77.4032 | 76.9226 | 74.1161 | 73.7903 | 73.4097 | 74.8677 | 76.329 | 77.7935 | 79.8839 | 81.9581 | 84.0516 | 84.3581 | 84.6226 | 84.9065 | 84.0452 | 83.1806 | 82.3032 | 80.2935 | 78.229 | 76.1935 | 76.0581 | 75.9548 | 75.8 | 75.3645
Hawaii - Kahului | Aug | H | Hawaii - Kahului-Aug | 72.3226 | 71.8935 | 73.9581 | 73.5194 | 73.2387 | 73.4645 | 74.3968 | 78.3355 | 80.4097 | 82.0129 | 83.5742 | 84.4903 | 85.3097 | 84.7161 | 84.3032 | 83.4484 | 82.1065 | 80.2355 | 77.971 | 76.7419 | 76.1774 | 75.7419 | 75.3452 | 75.1129
Hawaii - Kahului | Sep | I | Hawaii - Kahului-Sep | 73.8633 | 73.0833 | 72.3867 | 71.7233 | 70.9867 | 73.3733 | 75.7967 | 78.2233 | 80.4733 | 82.7067 | 84.9567 | 85.1567 | 85.32 | 85.5067 | 84.6267 | 83.8033 | 82.8933 | 81.12 | 79.2733 | 77.47 | 76.7333 | 76.02 | 75.3633 | 74.6067
Hawaii - Kahului | Oct | J | Hawaii - Kahului-Oct | 73.9774 | 73.4032 | 73.0032 | 72.7 | 72.2581 | 72.1806 | 73.1968 | 77.7032 | 80.7774 | 83.2613 | 84.4323 | 84.7935 | 84.9968 | 84.7161 | 84.2839 | 82.9484 | 81.3677 | 78.9032 | 77.171 | 76.4774 | 75.8548 | 75.2645 | 74.8452 | 74.229
Hawaii - Kahului | Nov | K | Hawaii - Kahului-Nov | 70.71 | 70.0633 | 69.6967 | 69.36 | 68.9833 | 70.1133 | 71.2167 | 72.3533 | 75.2933 | 78.22 | 81.16 | 81.7667 | 82.3667 | 82.9667 | 82.0833 | 81.2433 | 80.3567 | 78.7 | 76.95 | 75.27 | 74.1567 | 73.0367 | 71.9233 | 71.28
Hawaii - Kahului | Dec | L | Hawaii - Kahului-Dec | 69.1516 | 68.3581 | 67.9839 | 67.6 | 67.271 | 67.1516 | 67.129 | 68.7935 | 73.4097 | 76.8516 | 78.4484 | 79.6677 | 79.9581 | 80.0968 | 79.5903 | 78.6613 | 76.7484 | 74.8032 | 73.6419 | 72.6065 | 71.7903 | 70.9581 | 70.1226 | 69.5161
Hawaii - Lihue | Jan | A | Hawaii - Lihue-Jan | 68.0935 | 67.8677 | 67.7226 | 67.6258 | 67.4871 | 67.5645 | 67.6452 | 67.7194 | 70.3548 | 72.971 | 75.5968 | 76.1032 | 76.6 | 77.0968 | 76.6194 | 76.1355 | 75.6613 | 73.8258 | 71.9226 | 70.0871 | 69.5774 | 69.0774 | 68.5774 | 68.3516
Hawaii - Lihue | Feb | B | Hawaii - Lihue-Feb | 68.0357 | 67.5929 | 67.3393 | 67.1107 | 66.8464 | 67.05 | 67.2536 | 67.4607 | 70.8464 | 74.2714 | 77.6643 | 78.1 | 78.4607 | 78.9 | 78.05 | 77.2536 | 76.4143 | 74.6964 | 72.95 | 71.2607 | 70.5 | 69.7714 | 69.0107 | 68.5893
Hawaii - Lihue | Mar | C | Hawaii - Lihue-Mar | 69.9 | 69.8226 | 69.6419 | 69.5258 | 69.3871 | 69.771 | 70.1484 | 70.5613 | 72.0871 | 73.6548 | 75.1742 | 75.5194 | 75.8516 | 76.1871 | 75.3097 | 74.4839 | 73.5742 | 72.6839 | 71.8032 | 70.9032 | 70.6194 | 70.3097 | 70.0452 | 69.9226
Hawaii - Lihue | Apr | D | Hawaii - Lihue-Apr | 70.6633 | 70.44 | 70.3667 | 70.3433 | 70.2733 | 71 | 71.7 | 72.4367 | 74.0967 | 75.7433 | 77.3767 | 77.64 | 77.8667 | 78.1667 | 77.3333 | 76.57 | 75.75 | 74.5633 | 73.39 | 72.2067 | 71.8867 | 71.5933 | 71.2567 | 71.0433
Hawaii - Lihue | May | E | Hawaii - Lihue-May | 72.7452 | 72.4839 | 72.3161 | 72.1774 | 71.9871 | 72.8065 | 73.5645 | 74.3677 | 75.7968 | 77.1806 | 78.6097 | 78.9161 | 79.2516 | 79.6065 | 78.8806 | 78.2581 | 77.5871 | 76.5 | 75.4742 | 74.3935 | 74.0355 | 73.6613 | 73.2742 | 73.0355
Hawaii - Lihue | Jun | F | Hawaii - Lihue-Jun | 74.9367 | 74.6133 | 74.3967 | 74.2367 | 73.9933 | 74.9567 | 75.91 | 76.8833 | 78.28 | 79.77 | 81.1633 | 81.35 | 81.5167 | 81.6733 | 80.9267 | 80.16 | 79.4133 | 78.18 | 77.06 | 75.84 | 75.72 | 75.59 | 75.46 | 75.1633
Hawaii - Lihue | Jul | G | Hawaii - Lihue-Jul | 77.9581 | 77.7677 | 75.129 | 75.1323 | 74.9258 | 74.9194 | 75.9161 | 77.5871 | 79.1581 | 80.7613 | 81.9742 | 82.9419 | 82.2742 | 82.9323 | 82.4161 | 81.4871 | 79.9581 | 78.529 | 77.1774 | 76.6548 | 76.271 | 76.2161 | 75.929 | 75.5677
Hawaii - Lihue | Aug | H | Hawaii - Lihue-Aug | 74.571 | 74.3226 | 76.6032 | 76.4387 | 76.2226 | 77.1806 | 78.0677 | 79.0323 | 80.2548 | 81.629 | 82.8677 | 83.1097 | 83.3258 | 83.5516 | 82.8452 | 82.1516 | 81.4452 | 80.2032 | 78.8645 | 77.6258 | 77.5839 | 77.5387 | 77.5065 | 77.2516
Hawaii - Lihue | Sep | I | Hawaii - Lihue-Sep | 76 | 75.5833 | 75.3133 | 75.08 | 74.79 | 75.63 | 76.44 | 77.2967 | 78.9233 | 80.62 | 82.2267 | 82.4467 | 82.6267 | 82.79 | 82.1133 | 81.4367 | 80.7633 | 79.7033 | 78.5667 | 77.53 | 77.2667 | 77.0367 | 76.7767 | 76.3633
Hawaii - Lihue | Oct | J | Hawaii - Lihue-Oct | 74.3 | 73.9065 | 73.6903 | 73.5548 | 73.3387 | 74.1484 | 74.971 | 75.7613 | 77.4903 | 79.2194 | 80.9323 | 81.3419 | 81.7032 | 82.0935 | 81.0323 | 79.9935 | 78.9484 | 77.9355 | 76.9355 | 75.9226 | 75.571 | 75.2355 | 74.8742 | 74.4677
Hawaii - Lihue | Nov | K | Hawaii - Lihue-Nov | 71.25 | 71 | 70.1767 | 70.53 | 69.8967 | 70.1433 | 70.3967 | 72.9167 | 75.95 | 77.9433 | 79.3733 | 79.84 | 79.55 | 78.9567 | 78.2467 | 76.7467 | 75.1733 | 73.7833 | 73.23 | 72.77 | 72.6833 | 72.4167 | 71.93 | 71.4567
Hawaii - Lihue | Dec | L | Hawaii - Lihue-Dec | 70.3065 | 70.1613 | 69.9935 | 69.9032 | 69.7452 | 69.7161 | 69.6452 | 69.6161 | 71.7742 | 73.8968 | 76.0677 | 76.3613 | 76.5871 | 76.8742 | 76.0839 | 75.3323 | 74.5226 | 73.5032 | 72.4742 | 71.4419 | 71.1677 | 70.9516 | 70.6774 | 70.5323
Idaho - Boise | Jan | A | Idaho - Boise-Jan | 26.3161 | 26.1258 | 25.8806 | 25.2065 | 25.171 | 24.8968 | 25.7129 | 25.6935 | 25.9839 | 28.3226 | 30.8516 | 32.4516 | 34.2419 | 34.7548 | 35.3484 | 35.2065 | 33.8871 | 31.5613 | 29.5484 | 28.7677 | 27.9935 | 27.2581 | 27.4677 | 26.9806
Idaho - Boise | Feb | B | Idaho - Boise-Feb | 34.4536 | 34 | 33.5321 | 33.1214 | 32.6464 | 32.1107 | 31.5714 | 31.0357 | 33.4179 | 35.7536 | 38.1286 | 39.8429 | 41.5786 | 43.2964 | 43.7143 | 44.1357 | 44.5714 | 42.3607 | 40.2036 | 38.0821 | 37.0357 | 36.05 | 35.0286 | 34.6607
Idaho - Boise | Mar | C | Idaho - Boise-Mar | 36.9032 | 36.2968 | 35.9355 | 35.5839 | 35.2323 | 35.3742 | 35.5387 | 35.6032 | 38.3774 | 41.129 | 43.8935 | 45.6484 | 47.3742 | 49.1161 | 49.1903 | 49.2032 | 49.2581 | 47.2548 | 45.1677 | 43.1387 | 41.5194 | 39.9323 | 38.3484 | 37.6323
Idaho - Boise | Apr | D | Idaho - Boise-Apr | 41.68 | 40.7167 | 40.1633 | 38.97 | 38.4867 | 37.6133 | 38.83 | 42.98 | 47.2967 | 50.3967 | 52.8167 | 55.0733 | 56.8267 | 57.96 | 58.63 | 59.22 | 59.2233 | 57.73 | 55.42 | 51.74 | 47.88 | 45.7933 | 44.5 | 42.9033
Idaho - Boise | May | E | Idaho - Boise-May | 51.4161 | 50.3097 | 49.1097 | 48.1677 | 46.7645 | 46.6871 | 49.6065 | 52.4065 | 55.471 | 58.7516 | 61.6323 | 64.3065 | 66.5065 | 68.3355 | 69.7161 | 69.5968 | 68.8258 | 68.0677 | 65.8613 | 61.6194 | 58.3645 | 54.9774 | 53.529 | 52.6935
Idaho - Boise | Jun | F | Idaho - Boise-Jun | 57.5833 | 55.76 | 54.5667 | 53.35 | 52.24 | 52.7 | 56.42 | 59.4033 | 62.17 | 65.7633 | 69.12 | 71.1933 | 72.93 | 74.9333 | 76.53 | 76.5333 | 76.6867 | 75.9833 | 74.4033 | 71.6 | 67.4133 | 63.9 | 61.0033 | 58.92
Idaho - Boise | Jul | G | Idaho - Boise-Jul | 70.6516 | 69.7968 | 64.7806 | 63.6613 | 61.6452 | 61.3032 | 65.9355 | 69.9097 | 73.7839 | 77.3581 | 80.1032 | 83.1258 | 85.5871 | 87.271 | 89.2548 | 90.5516 | 90.5484 | 90.4129 | 87.9 | 84.2258 | 78.6194 | 73.0516 | 71.0161 | 69.8806
Idaho - Boise | Aug | H | Idaho - Boise-Aug | 59.9968 | 59.1903 | 60.0065 | 59.4968 | 57.871 | 55.8935 | 58.0935 | 63.4613 | 66.9645 | 70.4161 | 73.1161 | 75.529 | 78.2645 | 80.5613 | 81.6871 | 81.5774 | 82.5097 | 81.3581 | 78.9871 | 74.7226 | 71.5839 | 68.0258 | 66.2097 | 63.8
Idaho - Boise | Sep | I | Idaho - Boise-Sep | 55.81 | 55.5033 | 54.5633 | 53.31 | 52.52 | 51.8067 | 51.83 | 57.43 | 61.4767 | 64.9467 | 67.55 | 69.9567 | 71.7867 | 73.6433 | 74.5367 | 75.42 | 74.8867 | 72.69 | 68.9733 | 64.7067 | 60.6367 | 59.2567 | 58.0867 | 56.7367
Idaho - Boise | Oct | J | Idaho - Boise-Oct | 44.3194 | 43.7484 | 43.0645 | 42.3871 | 41.6903 | 41.5806 | 41.4645 | 41.3774 | 45.0839 | 48.7968 | 52.529 | 54.5258 | 56.571 | 58.5645 | 58.7129 | 58.8032 | 58.9516 | 55.4065 | 51.871 | 48.3516 | 47.2 | 46.0581 | 44.9097 | 44.3806
Idaho - Boise | Nov | K | Idaho - Boise-Nov | 36.96 | 36.8567 | 36.19 | 35.93 | 35.55 | 35.38 | 35.24 | 35.33 | 37.3033 | 40.1167 | 43.0167 | 45.11 | 46.9967 | 48.17 | 48.7133 | 48.0433 | 46.6667 | 43.9 | 40.6833 | 39.0833 | 38.33 | 37.5733 | 37.4 | 37.2233
Idaho - Boise | Dec | L | Idaho - Boise-Dec | 25.7484 | 25.5032 | 25.2387 | 24.9548 | 24.7129 | 24.429 | 24.1742 | 23.9129 | 25.5 | 27.1129 | 28.6968 | 30.1968 | 31.6581 | 33.1452 | 32.6903 | 32.2839 | 31.8323 | 30.5161 | 29.2097 | 27.9065 | 27.3194 | 26.7968 | 26.2129 | 26.0065
Idaho - Pocatello | Jan | A | Idaho - Pocatello-Jan | 20.4484 | 20.1 | 19.7032 | 19.3355 | 18.9516 | 18.7613 | 18.5742 | 18.4 | 20.1581 | 21.871 | 23.6129 | 24.9129 | 26.1968 | 27.4839 | 27.3548 | 27.2613 | 27.1097 | 25.9742 | 24.8258 | 23.6613 | 23.071 | 22.5065 | 21.9419 | 21.6581
Idaho - Pocatello | Feb | B | Idaho - Pocatello-Feb | 25.6214 | 25.0571 | 24.9893 | 24.9143 | 24.8179 | 24.4 | 23.9714 | 23.5607 | 25.2 | 26.8071 | 28.4429 | 30.5786 | 32.6929 | 34.8179 | 35.075 | 35.3464 | 35.6 | 33.6107 | 31.5857 | 29.5679 | 28.7857 | 27.9857 | 27.2429 | 26.6964
Idaho - Pocatello | Mar | C | Idaho - Pocatello-Mar | 30.6581 | 29.8323 | 29.2548 | 28.7194 | 28.1516 | 28.4129 | 28.7161 | 29.0194 | 31.971 | 34.9323 | 37.8871 | 39.8935 | 41.8581 | 43.8677 | 43.8355 | 43.7742 | 43.7419 | 40.7742 | 37.7742 | 34.8161 | 33.9419 | 33.0645 | 32.2129 | 31.4161
Idaho - Pocatello | Apr | D | Idaho - Pocatello-Apr | 39.3667 | 38.7333 | 38.23 | 37.17 | 36.72 | 35.5933 | 37.63 | 40.9433 | 43.8633 | 46.23 | 48.13 | 50.0933 | 52.0933 | 53.4167 | 54.0267 | 54.6833 | 54.4767 | 53.09 | 50.96 | 47.2833 | 45.79 | 44.26 | 43.4867 | 41.88
Idaho - Pocatello | May | E | Idaho - Pocatello-May | 47.3581 | 45.5548 | 44.8903 | 43.3839 | 42.6161 | 42.6323 | 46.4613 | 50.8194 | 53.8645 | 56.9581 | 59.3516 | 60.4774 | 62.0613 | 63.4129 | 64.3645 | 64.7226 | 64.5742 | 64.0097 | 60.9581 | 56.5226 | 53.9581 | 51.7968 | 49.5355 | 48.3452
Idaho - Pocatello | Jun | F | Idaho - Pocatello-Jun | 53.77 | 53.1533 | 51.5967 | 50.42 | 49.44 | 50.8467 | 54.5067 | 59.1633 | 62.4033 | 64.6633 | 67.46 | 69.4067 | 71.0633 | 72.78 | 73.72 | 73.94 | 73.7167 | 71.8167 | 68.98 | 64 | 60.98 | 58.81 | 57.2367 | 55.4567
Idaho - Pocatello | Jul | G | Idaho - Pocatello-Jul | 63.8806 | 61.8645 | 57.8548 | 56.5194 | 55.571 | 56.3581 | 61.5484 | 67.0355 | 72.2516 | 76.0774 | 79.3548 | 82.2129 | 84.6323 | 86.4935 | 87.2452 | 86.6387 | 85.8065 | 84.1452 | 81.4032 | 75.1 | 71.071 | 68.0484 | 65.8032 | 64.1581
Idaho - Pocatello | Aug | H | Idaho - Pocatello-Aug | 55.4065 | 53.6774 | 54.0065 | 51.9839 | 51.4065 | 49.7065 | 55.1194 | 61.4129 | 67.1032 | 71.0548 | 74.9677 | 78.2806 | 80.5065 | 82.1903 | 82.8452 | 83.271 | 82.9032 | 80.8903 | 76.2645 | 70.4258 | 67.4742 | 64.6226 | 62.0097 | 59.1452
Idaho - Pocatello | Sep | I | Idaho - Pocatello-Sep | 51.8133 | 49.94 | 49.31 | 48.2967 | 46.84 | 45.35 | 45.2467 | 51.1133 | 56.2433 | 60.9033 | 64.65 | 67.3467 | 69.6567 | 71.3567 | 72.5067 | 73.1433 | 72.55 | 69.4867 | 62.7733 | 59.4267 | 57.6667 | 55.6267 | 53.8533 | 52.5133
Idaho - Pocatello | Oct | J | Idaho - Pocatello-Oct | 41.3806 | 39.7484 | 39.1355 | 37.7484 | 36.6387 | 35.5677 | 35.029 | 38.1419 | 43.2032 | 47.9032 | 51.4548 | 54.4935 | 56.4194 | 57.8871 | 58.5129 | 57.5452 | 56.0032 | 51.4871 | 48.7839 | 47.0968 | 45.3097 | 44.3548 | 43.2581 | 41.6677
Idaho - Pocatello | Nov | K | Idaho - Pocatello-Nov | 33.9967 | 33.14 | 33.0567 | 32.97 | 32.8767 | 32.87 | 32.8933 | 32.94 | 35.6033 | 38.28 | 40.9367 | 42.62 | 44.2767 | 45.9567 | 45.16 | 44.43 | 43.6467 | 41.8267 | 40.0133 | 38.1667 | 37.2867 | 36.4767 | 35.67 | 34.87
Idaho - Pocatello | Dec | L | Idaho - Pocatello-Dec | 23.671 | 23.2226 | 23.3677 | 23.4516 | 23.5323 | 23.2226 | 22.9774 | 22.6968 | 24.0581 | 25.4516 | 26.7903 | 28.1871 | 29.5387 | 30.9258 | 29.9452 | 28.9613 | 27.9774 | 27.029 | 26.1194 | 25.1742 | 24.871 | 24.5903 | 24.2839 | 23.7903
Illinois - Chicago | Jan | A | Illinois - Chicago-Jan | 20.6935 | 20.871 | 21.0419 | 20.7097 | 20.2516 | 19.7419 | 19.8 | 20.2065 | 22.0129 | 24.1548 | 25.6194 | 26.9774 | 28.3516 | 28.971 | 29.1258 | 28.6516 | 26.7613 | 25.1097 | 23.8065 | 23.8484 | 23.4677 | 23.0613 | 22.6677 | 21.5774
Illinois - Chicago | Feb | B | Illinois - Chicago-Feb | 25.5107 | 25.125 | 24.6071 | 24.3607 | 23.7179 | 23.5786 | 23.7429 | 24.7286 | 26.8714 | 28.9429 | 30.8643 | 32.3679 | 33.1821 | 33.3536 | 33.1821 | 32.5393 | 31.2786 | 29.8429 | 28.7571 | 27.9964 | 27.5929 | 27.0893 | 26.2 | 26.0107
Illinois - Chicago | Mar | C | Illinois - Chicago-Mar | 31.7581 | 31.2387 | 30.7226 | 30.429 | 30.1613 | 29.8613 | 31.3806 | 32.929 | 34.4613 | 35.8613 | 37.2935 | 38.7 | 39.3355 | 39.9258 | 40.5677 | 39.4935 | 38.4161 | 37.3516 | 36.2806 | 35.2548 | 34.2419 | 33.9323 | 33.6419 | 33.3323
Illinois - Chicago | Apr | D | Illinois - Chicago-Apr | 42.4067 | 41.8933 | 41.36 | 40.7967 | 40.37 | 40.7133 | 43.4267 | 46.6367 | 49.2067 | 50.9967 | 52.2233 | 53.3233 | 54.0033 | 54.8733 | 54.7133 | 53.8767 | 52.6233 | 50.0567 | 47.67 | 45.6567 | 44.75 | 43.8267 | 42.7667 | 41.9333
Illinois - Chicago | May | E | Illinois - Chicago-May | 51.0871 | 50.4419 | 50.1903 | 50.0613 | 49.7581 | 52.1774 | 56.4226 | 59.8613 | 63.1226 | 65.6484 | 67.6806 | 69.0548 | 69.9065 | 69.6968 | 69.0323 | 67.9806 | 67.1645 | 64.571 | 60.9097 | 58.029 | 55.9968 | 54.3613 | 53.1226 | 52.3839
Illinois - Chicago | Jun | F | Illinois - Chicago-Jun | 63.6567 | 63.04 | 62.9667 | 62.3333 | 62.09 | 63.67 | 67.23 | 70.3167 | 72.5067 | 74.45 | 75.89 | 76.6967 | 77.41 | 77.8467 | 77.71 | 77.2433 | 76.5567 | 75.1167 | 72.1633 | 69.1733 | 66.8633 | 65.72 | 64.5467 | 64.19
Illinois - Chicago | Jul | G | Illinois - Chicago-Jul | 69.9065 | 69.2161 | 66.7323 | 66.1 | 65.629 | 67.4097 | 70.7387 | 73.5484 | 76.2161 | 78.4226 | 79.971 | 81.1613 | 81.5581 | 82.0065 | 82.6032 | 82.3258 | 81.6742 | 80.0323 | 76.8645 | 74.2355 | 72.1516 | 70.7355 | 69.2806 | 68.6581
Illinois - Chicago | Aug | H | Illinois - Chicago-Aug | 63.2516 | 62.8097 | 64.6032 | 63.8032 | 63.7935 | 64.4387 | 68.1581 | 71.0806 | 73.8677 | 76.2903 | 77.3742 | 77.7839 | 78.6194 | 78.2935 | 77.771 | 77.3065 | 76.171 | 74.7968 | 72.2194 | 70.5613 | 68.9613 | 68.4258 | 67.2452 | 66.2871
Illinois - Chicago | Sep | I | Illinois - Chicago-Sep | 58.8867 | 58.1667 | 57.59 | 57.1267 | 56.79 | 56.53 | 59.9733 | 63.7767 | 66.9067 | 68.8233 | 70.5167 | 72.0433 | 73.11 | 73.67 | 73.2033 | 72.48 | 70.8133 | 67.93 | 65.42 | 63.9733 | 62.2667 | 61.5033 | 60.3067 | 59.16
Illinois - Chicago | Oct | J | Illinois - Chicago-Oct | 48.2774 | 47.5387 | 47.2677 | 46.6387 | 45.9968 | 45.9968 | 46.7677 | 50.4742 | 53.6323 | 56.3097 | 58.7742 | 60.8258 | 61.571 | 61.4839 | 61.1871 | 59.9387 | 57.5839 | 55.3452 | 53.6645 | 52.829 | 52.1516 | 50.9226 | 50.1161 | 49.3774
Illinois - Chicago | Nov | K | Illinois - Chicago-Nov | 37.2333 | 36.8733 | 36.5333 | 36.2933 | 36.0433 | 35.8333 | 35.69 | 37.2633 | 38.91 | 41.12 | 42.41 | 43.73 | 44.7833 | 45.28 | 44.9667 | 43.8333 | 41.84 | 40.8133 | 40.1567 | 39.5833 | 39.0333 | 38.2367 | 37.5933 | 37.1867
Illinois - Chicago | Dec | L | Illinois - Chicago-Dec | 26.4419 | 25.9226 | 25.4516 | 25.1677 | 25.0226 | 24.8839 | 24.6161 | 24.9194 | 26.1258 | 27.3323 | 29.0581 | 29.8548 | 30.7 | 30.9097 | 30.9839 | 30.3903 | 29.0742 | 28.6742 | 28.2548 | 27.8097 | 27.2452 | 26.7613 | 26.3065 | 25.7129
Illinois - Moline | Jan | A | Illinois - Moline-Jan | 18.8194 | 18.6774 | 18.5065 | 18.329 | 18.1387 | 17.9548 | 18.4581 | 18.9484 | 19.4581 | 21.2742 | 23.129 | 24.9516 | 25.6968 | 26.4226 | 27.1677 | 26.0419 | 24.9194 | 23.8097 | 23.0484 | 22.2774 | 21.5065 | 21.2581 | 20.9806 | 20.7097
Illinois - Moline | Feb | B | Illinois - Moline-Feb | 24.9964 | 24.5 | 23.6929 | 23.2714 | 23.3286 | 23.15 | 23.05 | 23.95 | 26.2536 | 28.8857 | 30.95 | 32.0929 | 32.6393 | 32.9607 | 33.1286 | 32.6429 | 31.3357 | 29.4143 | 28.0786 | 26.8536 | 25.9679 | 25.5536 | 25.2036 | 24.9893
Illinois - Moline | Mar | C | Illinois - Moline-Mar | 33.2548 | 32.5129 | 31.9484 | 31.7968 | 31.1194 | 30.971 | 31.4419 | 33.7161 | 36.0903 | 38.3839 | 40.5419 | 42.0194 | 43.3484 | 43.6419 | 43.9032 | 43.4935 | 43.0839 | 41.1258 | 38.8097 | 37.8742 | 37.0258 | 35.8935 | 34.9903 | 34.1903
Illinois - Moline | Apr | D | Illinois - Moline-Apr | 46.04 | 45.2333 | 44.4333 | 43.9733 | 43.49 | 42.9867 | 45.74 | 48.5 | 51.2733 | 53.1933 | 55.15 | 57.0667 | 57.77 | 58.4667 | 59.1733 | 58.6167 | 58.12 | 57.5733 | 55.2267 | 52.97 | 50.6933 | 49.6167 | 48.57 | 47.53
Illinois - Moline | May | E | Illinois - Moline-May | 53.629 | 52.8935 | 52.0032 | 50.9065 | 50.6903 | 52.171 | 55.2871 | 58.0871 | 60.5387 | 62.6935 | 64.7774 | 66.6452 | 68.2484 | 69.2613 | 69.7871 | 69.8935 | 69.3161 | 68.0742 | 65.3548 | 61.5129 | 59.0484 | 57.4452 | 56.0806 | 54.8677
Illinois - Moline | Jun | F | Illinois - Moline-Jun | 65.81 | 64.3533 | 63.0067 | 61.9067 | 61.8667 | 63.4933 | 66.73 | 69.32 | 71.84 | 74.71 | 76.7033 | 78.74 | 79.5033 | 80.6 | 81.1967 | 80.9633 | 80.63 | 79.0267 | 76.7467 | 72.8133 | 70.45 | 68.9867 | 68.0233 | 66.8367
Illinois - Moline | Jul | G | Illinois - Moline-Jul | 71.2839 | 70.2194 | 67.5387 | 67.3129 | 66.4903 | 68.2484 | 71.6516 | 75.2677 | 78.1516 | 80.8065 | 82.5742 | 83.7903 | 84.871 | 85.3161 | 85.5742 | 85.3677 | 84.171 | 82.2419 | 79.8161 | 75.8677 | 73.6484 | 72.0839 | 70.7032 | 69.9742
Illinois - Moline | Aug | H | Illinois - Moline-Aug | 64.0516 | 63.2806 | 64.2935 | 63.571 | 62.8226 | 63.5419 | 66.8323 | 70.6065 | 74.0032 | 76.9065 | 79.571 | 81.3645 | 82.9839 | 83.1387 | 83.2419 | 82.7097 | 81.8935 | 79.6774 | 75.4226 | 72.0774 | 70.2355 | 68.8226 | 67.7613 | 66.8194
Illinois - Moline | Sep | I | Illinois - Moline-Sep | 56.91 | 56.2833 | 55.63 | 55.14 | 54.7067 | 54.19 | 57.4233 | 60.6733 | 63.8967 | 66.44 | 68.9033 | 71.45 | 72.1133 | 72.7433 | 73.4167 | 71.3367 | 69.2633 | 67.1967 | 64.9467 | 62.76 | 60.5233 | 59.4867 | 58.4567 | 57.4433
Illinois - Moline | Oct | J | Illinois - Moline-Oct | 49.2903 | 48.6323 | 47.9419 | 47.2323 | 46.529 | 45.7968 | 48.3484 | 50.9 | 53.4903 | 56.1387 | 58.8323 | 61.4839 | 62.1355 | 62.7871 | 63.4419 | 60.8516 | 58.2935 | 55.7 | 53.9548 | 52.2484 | 50.5806 | 50.1258 | 49.7323 | 49.2871
Illinois - Moline | Nov | K | Illinois - Moline-Nov | 37.4733 | 37.12 | 36.72 | 36.4233 | 36.1267 | 35.7933 | 37.1233 | 38.4733 | 39.8367 | 42.11 | 44.3367 | 46.6 | 47.1867 | 47.7667 | 48.36 | 46.1867 | 43.9567 | 41.7733 | 41.0733 | 40.3933 | 39.6833 | 38.9833 | 38.3133 | 37.61
Illinois - Moline | Dec | L | Illinois - Moline-Dec | 25.2516 | 25.2581 | 24.5581 | 24.2032 | 23.9903 | 23.7774 | 23.5968 | 24.0968 | 25.5032 | 27.3548 | 28.8129 | 30.1129 | 30.929 | 31.4032 | 31.4194 | 30.6903 | 29.6645 | 29.029 | 28.1774 | 27.5452 | 27.0032 | 26.3968 | 25.9355 | 25.6548
Illinois - Peoria | Jan | A | Illinois - Peoria-Jan | 19.5581 | 19.1774 | 18.7645 | 18.5258 | 18.2548 | 18.0065 | 18.5613 | 19.0774 | 19.6161 | 21.6387 | 23.5903 | 25.6129 | 26.4258 | 27.2129 | 28.0355 | 27.1355 | 26.229 | 25.3323 | 24.6226 | 23.9355 | 23.2097 | 22.6387 | 22.0774 | 21.4968
Illinois - Peoria | Feb | B | Illinois - Peoria-Feb | 24.85 | 24.2107 | 23.5607 | 23.1786 | 22.8429 | 22.4571 | 23.3357 | 24.3286 | 25.2964 | 27.9286 | 30.4964 | 33.1286 | 33.6821 | 34.2464 | 34.7893 | 33.3786 | 32.0429 | 30.6071 | 29.4821 | 28.3571 | 27.2357 | 26.7393 | 26.2929 | 25.8071
Illinois - Peoria | Mar | C | Illinois - Peoria-Mar | 33.3419 | 32.5742 | 32.0355 | 31.9613 | 31.6355 | 31.2968 | 31.6194 | 33.1839 | 35.5516 | 37.9935 | 40.4129 | 42.0452 | 43.3581 | 44.2194 | 44.2129 | 43.8097 | 42.1452 | 40.1419 | 38.129 | 37.0355 | 36.3516 | 35.4258 | 34.4839 | 33.8161
Illinois - Peoria | Apr | D | Illinois - Peoria-Apr | 46.4067 | 45.5167 | 44.7033 | 44.1933 | 43.8433 | 43.7033 | 45.9567 | 49.1233 | 51.48 | 54.0733 | 56.3367 | 57.72 | 59.1867 | 60.1533 | 60.3767 | 59.7333 | 58.6433 | 56.9167 | 54.7333 | 52.9933 | 51.72 | 50.39 | 49.3067 | 47.5367
Illinois - Peoria | May | E | Illinois - Peoria-May | 52.9258 | 51.4258 | 50.4677 | 50.0645 | 49.6387 | 51.2129 | 54.4516 | 57.8097 | 60.6581 | 62.8097 | 64.6613 | 66.5065 | 67.4 | 68.371 | 68.729 | 68.8871 | 68.1484 | 66.729 | 64.2387 | 61.2258 | 59.0548 | 57.3806 | 56.0581 | 54.5097
Illinois - Peoria | Jun | F | Illinois - Peoria-Jun | 65.05 | 63.9367 | 63.4367 | 62.7967 | 62.6067 | 64.3267 | 66.8567 | 69.4 | 72.1067 | 74.8867 | 76.0733 | 77.3433 | 78.5233 | 79.8467 | 80.4633 | 80.4867 | 80.0667 | 78.7433 | 76.0633 | 72.99 | 70.7367 | 68.7133 | 67.5 | 66.5533
Illinois - Peoria | Jul | G | Illinois - Peoria-Jul | 69.9258 | 69.1032 | 66.6258 | 65.6903 | 64.8516 | 66.7935 | 70.1387 | 73.571 | 76.4484 | 79.1548 | 81.1194 | 82.9129 | 83.7161 | 83.9645 | 83.5548 | 83.229 | 81.8774 | 80.3065 | 77.9806 | 74.8613 | 72.3097 | 70.7677 | 69.6258 | 68.6097
Illinois - Peoria | Aug | H | Illinois - Peoria-Aug | 64.1161 | 63.4742 | 64.9355 | 64.5226 | 63.8839 | 64.0516 | 66.671 | 70.0774 | 73.1484 | 75.8613 | 77.4387 | 78.7871 | 80.0387 | 80.8 | 81.4129 | 80.7484 | 79.9 | 77.2774 | 74.7194 | 72.3226 | 70.6323 | 69.2419 | 68.071 | 67.1645
Illinois - Peoria | Sep | I | Illinois - Peoria-Sep | 58.8867 | 58.7133 | 58.1733 | 56.9667 | 56.6167 | 56.51 | 58.38 | 62.1833 | 66.2333 | 69.6967 | 72.3267 | 73.59 | 75.01 | 75.7167 | 75.56 | 74.92 | 73.5467 | 69.8033 | 66.26 | 63.7233 | 62.4033 | 61.1433 | 60.3133 | 59.2733
Illinois - Peoria | Oct | J | Illinois - Peoria-Oct | 48.6226 | 48.1065 | 47.5613 | 47.1452 | 46.7742 | 46.3161 | 48.7742 | 51.1774 | 53.5871 | 56.1677 | 58.7387 | 61.3387 | 61.9548 | 62.629 | 63.2419 | 61.3419 | 59.4452 | 57.5355 | 55.871 | 54.2194 | 52.5968 | 51.4387 | 50.2839 | 49.1613
Illinois - Peoria | Nov | K | Illinois - Peoria-Nov | 37.5333 | 36.8133 | 36.0267 | 35.28 | 34.8233 | 34.5133 | 34.68 | 36.5767 | 39.0333 | 41.6667 | 44.1 | 46.0633 | 47.73 | 47.91 | 47.92 | 46.9233 | 44.67 | 43.0867 | 41.7367 | 40.8333 | 40.3233 | 39.17 | 38.3833 | 37.4133
Illinois - Peoria | Dec | L | Illinois - Peoria-Dec | 23.429 | 23.029 | 22.6935 | 22.1516 | 21.7871 | 21.7129 | 21.6613 | 21.4968 | 22.9903 | 24.829 | 26.5677 | 27.6645 | 28.5258 | 29.0548 | 28.9935 | 28.3419 | 27.2839 | 26.3581 | 25.6387 | 24.9516 | 24.5419 | 24.2323 | 23.5903 | 22.9806
Illinois - Rockford | Jan | A | Illinois - Rockford-Jan | 18.6806 | 18.1677 | 17.6742 | 17.1968 | 16.6871 | 16.2097 | 16.8419 | 17.4452 | 18.0742 | 19.9032 | 21.7065 | 23.5323 | 24.0226 | 24.5419 | 25.0355 | 23.8387 | 22.6419 | 21.4355 | 20.7645 | 20.1161 | 19.4419 | 19.1323 | 18.7968 | 18.471
Illinois - Rockford | Feb | B | Illinois - Rockford-Feb | 21.8107 | 21.3143 | 21.0214 | 20.4107 | 20.2821 | 20.1393 | 20.2036 | 20.9214 | 23.05 | 25.6179 | 27.4321 | 28.675 | 29.5643 | 30.4536 | 30.4679 | 30.0036 | 28.6893 | 27.2464 | 25.8536 | 24.6929 | 23.6786 | 23.1464 | 22.85 | 22.9929
Illinois - Rockford | Mar | C | Illinois - Rockford-Mar | 29.2677 | 28.9419 | 28.6258 | 28.4903 | 28.3452 | 28.2065 | 29.3806 | 30.5484 | 31.7129 | 33.2871 | 34.871 | 36.4419 | 37.1258 | 37.7677 | 38.4516 | 37.3903 | 36.3323 | 35.271 | 33.9935 | 32.7677 | 31.5161 | 30.9613 | 30.4968 | 29.9581
Illinois - Rockford | Apr | D | Illinois - Rockford-Apr | 41.6867 | 40.82 | 39.9433 | 39.75 | 39.5233 | 39.2467 | 42.41 | 45.5567 | 48.7233 | 50.6367 | 52.56 | 54.4833 | 55.3833 | 56.3 | 57.2067 | 55.8067 | 54.4433 | 53.05 | 50.3767 | 47.7867 | 45.22 | 44.18 | 43.1833 | 42.15
Illinois - Rockford | May | E | Illinois - Rockford-May | 51.3161 | 50.8548 | 50.1645 | 49.4032 | 48.9226 | 50.4129 | 53.3968 | 56.6194 | 59.3516 | 61.5613 | 63.1484 | 64.3387 | 65.7677 | 66.5419 | 67.1355 | 67.1065 | 66.3065 | 64.5774 | 62.0194 | 59.3323 | 57.4968 | 55.5032 | 54.0968 | 53.0613
Illinois - Rockford | Jun | F | Illinois - Rockford-Jun | 61.7167 | 60.9333 | 60.1333 | 60.4333 | 60.68 | 60.9933 | 63.82 | 66.6167 | 69.4367 | 71.5133 | 73.57 | 75.6533 | 76.07 | 76.4667 | 76.8767 | 76.2 | 75.4867 | 74.8033 | 71.91 | 69.0867 | 66.2333 | 65.0367 | 63.86 | 62.69
Illinois - Rockford | Jul | G | Illinois - Rockford-Jul | 67.4548 | 66.8645 | 63.7194 | 63.0774 | 62.4194 | 64.5516 | 68.1323 | 71.9548 | 74.6387 | 77.0258 | 79.0323 | 80.2742 | 81.2032 | 81.7323 | 81.5548 | 81.3323 | 80.5548 | 78.7968 | 76.2903 | 72.6484 | 69.5484 | 68.1903 | 67.3129 | 66.129
Illinois - Rockford | Aug | H | Illinois - Rockford-Aug | 61.4774 | 61.0032 | 62.7581 | 62.3581 | 61.8419 | 62.6226 | 65.7774 | 69.4097 | 72.5161 | 74.3806 | 76.229 | 77.8323 | 78.1839 | 78.6484 | 78.371 | 78.2032 | 77.4806 | 75.7774 | 72.4774 | 69.5774 | 67.8097 | 66.7871 | 65.429 | 64.2387
Illinois - Rockford | Sep | I | Illinois - Rockford-Sep | 57.5633 | 57.1167 | 56.58 | 56.0967 | 55.6567 | 55.1833 | 57.8067 | 60.4767 | 63.1233 | 65.3333 | 67.5 | 69.71 | 70.55 | 71.3967 | 72.22 | 70.5367 | 68.8967 | 67.2367 | 65.1533 | 63.1333 | 61.1133 | 60.0567 | 59.02 | 57.96
Illinois - Rockford | Oct | J | Illinois - Rockford-Oct | 48.9032 | 48.4452 | 47.9355 | 47.3516 | 46.7806 | 46.2161 | 48.5032 | 50.7806 | 53.0742 | 55.4129 | 57.771 | 60.1258 | 60.7581 | 61.4161 | 62.0548 | 59.7613 | 57.4258 | 55.129 | 53.7839 | 52.5 | 51.1645 | 50.5935 | 50.0065 | 49.429
Illinois - Rockford | Nov | K | Illinois - Rockford-Nov | 35.7167 | 35.3267 | 34.8033 | 34.2733 | 33.76 | 33.38 | 33.56 | 35.1467 | 37.8133 | 39.7933 | 41.5767 | 42.63 | 43.37 | 43.8567 | 43.5567 | 42.5367 | 40.0867 | 38.52 | 37.66 | 37.1167 | 36.7267 | 35.9767 | 35.4567 | 35.1833
Illinois - Rockford | Dec | L | Illinois - Rockford-Dec | 24.7387 | 24.4645 | 24.2129 | 23.8387 | 23.4774 | 23.1097 | 23.4903 | 23.8774 | 24.2387 | 25.371 | 26.5 | 27.6387 | 28.3258 | 28.9548 | 29.6323 | 28.6677 | 27.7194 | 26.7548 | 26.4161 | 26.0645 | 25.7226 | 25.4871 | 25.2226 | 24.9806
Illinois - Springfield | Jan | A | Illinois - Springfield-Jan | 19.8355 | 19.6419 | 19.4387 | 19.0129 | 18.5871 | 18.1548 | 18.6258 | 19.0484 | 19.5129 | 21.4806 | 23.3839 | 25.3581 | 26.1903 | 27.0097 | 27.829 | 26.7032 | 25.571 | 24.4548 | 23.4484 | 22.5129 | 21.5129 | 20.8774 | 20.2323 | 19.6065
Illinois - Springfield | Feb | B | Illinois - Springfield-Feb | 22.6679 | 22.5857 | 22.1393 | 21.8429 | 21.4536 | 21.1 | 20.9571 | 21.7679 | 23.5929 | 25.5286 | 27.0214 | 28.7893 | 29.5643 | 30.3679 | 30.8464 | 30.8714 | 30.075 | 28.0536 | 27.0464 | 25.5857 | 24.6429 | 23.9821 | 23.175 | 23
Illinois - Springfield | Mar | C | Illinois - Springfield-Mar | 36.9323 | 36.5903 | 36.0097 | 35.7161 | 35.3516 | 34.7323 | 35.2935 | 37.129 | 39.4032 | 41.4161 | 42.8419 | 44.4935 | 45.8419 | 46.0387 | 46.5194 | 46.071 | 45.0839 | 43.771 | 42.1968 | 41.2903 | 40.0548 | 39.6548 | 38.5323 | 37.8419
Illinois - Springfield | Apr | D | Illinois - Springfield-Apr | 49.1967 | 48.4233 | 47.5633 | 47.2267 | 46.93 | 46.6133 | 49.0467 | 51.5133 | 53.98 | 56.0567 | 58.1 | 60.1767 | 61.0833 | 61.9933 | 62.8867 | 61.6867 | 60.4867 | 59.28 | 57.43 | 55.62 | 53.79 | 52.75 | 51.68 | 50.64
Illinois - Springfield | May | E | Illinois - Springfield-May | 57.871 | 56.9032 | 55.8903 | 55.9323 | 55.9581 | 56.0129 | 59.4742 | 62.9355 | 66.4258 | 68.0032 | 69.6645 | 71.2484 | 72.0032 | 72.7774 | 73.5387 | 72.629 | 71.7484 | 70.8355 | 68.071 | 65.329 | 62.6097 | 61.4968 | 60.4161 | 59.2903
Illinois - Springfield | Jun | F | Illinois - Springfield-Jun | 66.79 | 65.8833 | 64.9867 | 65.1967 | 65.3867 | 65.6033 | 68.4467 | 71.2833 | 74.12 | 76.02 | 77.96 | 79.8667 | 80.4267 | 80.91 | 81.4633 | 80.3067 | 79.1867 | 78.02 | 75.69 | 73.3767 | 71.1067 | 69.91 | 68.73 | 67.5733
Illinois - Springfield | Jul | G | Illinois - Springfield-Jul | 71.2129 | 70.6 | 67.9935 | 68.1387 | 68.2516 | 68.3742 | 71.5194 | 74.6548 | 77.7839 | 79.5194 | 81.2452 | 82.9903 | 83.4 | 83.729 | 84.1355 | 82.8065 | 81.5 | 80.1613 | 77.5516 | 75.0194 | 72.4129 | 71.4806 | 70.5355 | 69.6194
Illinois - Springfield | Aug | H | Illinois - Springfield-Aug | 66.4484 | 65.6323 | 66.829 | 66.4581 | 66.0258 | 66.4129 | 68.7387 | 71.5774 | 74.5129 | 76.7613 | 78.4032 | 79.9226 | 81.1516 | 81.8355 | 81.9774 | 82.0968 | 81.0452 | 79.229 | 76.029 | 73.4323 | 72.5387 | 70.9065 | 70.1806 | 69.3129
Illinois - Springfield | Sep | I | Illinois - Springfield-Sep | 63.3367 | 62.61 | 61.5333 | 60.95 | 60.6767 | 60.1033 | 62.0067 | 65.37 | 68.7367 | 71.19 | 73.2567 | 75.11 | 76.4467 | 77.17 | 77.6733 | 77.0533 | 75.8167 | 72.4933 | 68.98 | 67.1467 | 65.92 | 64.3367 | 63.4667 | 62.97
Illinois - Springfield | Oct | J | Illinois - Springfield-Oct | 49.2871 | 48.5516 | 47.9387 | 47.3548 | 46.9677 | 46.5194 | 47.6355 | 52.1032 | 56.5065 | 59.6258 | 62.1355 | 64.0871 | 65.4516 | 65.9355 | 65.9613 | 64.7194 | 62.4258 | 59.3903 | 56.6065 | 54.9226 | 53.6226 | 52.1484 | 51.0774 | 50.1419
Illinois - Springfield | Nov | K | Illinois - Springfield-Nov | 41.6267 | 41 | 40.3833 | 39.1333 | 38.5767 | 37.86 | 37.33 | 39.1367 | 41.3967 | 43.2433 | 45.2667 | 46.9333 | 48.2167 | 49.0167 | 49.3367 | 48.9533 | 47.1367 | 46.08 | 45.2733 | 44.6667 | 43.69 | 42.99 | 41.9167 | 41.39
Illinois - Springfield | Dec | L | Illinois - Springfield-Dec | 26.4613 | 26.2548 | 25.9419 | 25.6032 | 25.1548 | 24.8065 | 24.7774 | 25.0323 | 26.7 | 28.4129 | 30.1806 | 31.5065 | 32.4903 | 32.7968 | 32.971 | 32.1903 | 30.6613 | 29.8355 | 28.6774 | 28.4226 | 27.9 | 27.5839 | 26.9742 | 26.6226
Indiana - Evansville | Jan | A | Indiana - Evansville-Jan | 30.5452 | 30.2581 | 29.9194 | 29.7065 | 29.4839 | 29.2742 | 30.1 | 30.8871 | 31.6871 | 33.3742 | 35.0581 | 36.7226 | 37.3645 | 38.0484 | 38.6903 | 37.3677 | 36.0645 | 34.7581 | 33.8645 | 33 | 32.1097 | 31.4387 | 30.7677 | 30.0903
Indiana - Evansville | Feb | B | Indiana - Evansville-Feb | 29.8714 | 29.1929 | 28.3321 | 27.7964 | 27.5357 | 27.45 | 27.5107 | 28.575 | 30.5321 | 32.6857 | 34.7857 | 37 | 38.3429 | 39.6464 | 40.3714 | 40.4036 | 39.4143 | 37.375 | 35.5036 | 34.4 | 33.375 | 32.4357 | 31.9607 | 31.3607
Indiana - Evansville | Mar | C | Indiana - Evansville-Mar | 41.8355 | 40.6935 | 39.7258 | 39.0387 | 38.3548 | 37.7129 | 39.9871 | 43.1258 | 45.671 | 47.9355 | 49.9839 | 51.7355 | 52.6839 | 53.6516 | 53.8613 | 53.8677 | 52.3161 | 50.2226 | 47.5548 | 45.7484 | 44.4774 | 43.5806 | 43.171 | 42.6
Indiana - Evansville | Apr | D | Indiana - Evansville-Apr | 51.9367 | 51.0133 | 50.5867 | 50.3567 | 50.3667 | 50.8333 | 53.3467 | 55.9667 | 58.2867 | 60.3267 | 61.95 | 62.9933 | 64.03 | 64.8867 | 64.7967 | 64.7 | 63.9 | 62.0533 | 59.22 | 57.1967 | 55.7367 | 55.1633 | 54.2733 | 53.19
Indiana - Evansville | May | E | Indiana - Evansville-May | 58.1452 | 57.7258 | 57.3 | 57.1355 | 56.5968 | 57.9452 | 61.7 | 65.5677 | 68.5548 | 71.0258 | 72.4484 | 73.3419 | 73.9839 | 73.9387 | 74.4355 | 73.5871 | 73.0742 | 71.1645 | 67.8677 | 64.9129 | 62.9871 | 61.6097 | 60.4065 | 59.4161
Indiana - Evansville | Jun | F | Indiana - Evansville-Jun | 68.3967 | 67.39 | 66.7433 | 66.1967 | 65.93 | 68.4233 | 71.9167 | 74.9033 | 77.3933 | 79.78 | 81.4667 | 82.2667 | 82.8033 | 83.4333 | 83.79 | 83.2033 | 82.55 | 80.9133 | 78.0367 | 74.3367 | 72.7733 | 71.67 | 70.3167 | 69.4267
Indiana - Evansville | Jul | G | Indiana - Evansville-Jul | 71.0161 | 70.4774 | 67.7032 | 66.9871 | 66.9613 | 69.1129 | 72.7613 | 76.2935 | 79.1677 | 81.5677 | 83.171 | 83.7097 | 84.529 | 85.1355 | 85.5742 | 85.5516 | 83.9645 | 82.5452 | 78.9581 | 74.4129 | 72.1645 | 70.8677 | 69.9323 | 69.1806
Indiana - Evansville | Aug | H | Indiana - Evansville-Aug | 65.8226 | 65.0871 | 66.7548 | 66.2419 | 65.8161 | 66.5129 | 70.2 | 73.9871 | 77.4323 | 80.6 | 82.3387 | 83.7677 | 84.429 | 84.9677 | 84.7387 | 84.4258 | 83.4323 | 80.7065 | 76.7935 | 73.9419 | 72.1581 | 71.0452 | 69.8935 | 69.0194
Indiana - Evansville | Sep | I | Indiana - Evansville-Sep | 61.6767 | 61.24 | 60.7367 | 60.3433 | 59.82 | 60.09 | 62.88 | 66.3033 | 69.6 | 72.1333 | 73.8467 | 75.0467 | 75.8733 | 76.56 | 76.18 | 75.1367 | 73.47 | 69.5633 | 66.6667 | 65.08 | 63.95 | 63.13 | 62.51 | 61.8967
Indiana - Evansville | Oct | J | Indiana - Evansville-Oct | 50.171 | 49.471 | 48.7742 | 48.3065 | 47.8419 | 47.3516 | 51.1129 | 54.8935 | 58.671 | 61.3548 | 64.0226 | 66.7032 | 67.1355 | 67.4903 | 67.9323 | 65.3355 | 62.7516 | 60.1581 | 58.1774 | 56.2065 | 54.2419 | 53.0194 | 51.829 | 50.6581
Indiana - Evansville | Nov | K | Indiana - Evansville-Nov | 43.4733 | 43.1967 | 42.83 | 42.38 | 41.9033 | 41.4233 | 42.7467 | 44.16 | 45.5433 | 47.3067 | 49.1067 | 50.8533 | 51.5767 | 52.3133 | 53.0367 | 51.38 | 49.7267 | 48.06 | 46.8233 | 45.58 | 44.33 | 43.9467 | 43.56 | 43.1867
Indiana - Evansville | Dec | L | Indiana - Evansville-Dec | 31.1806 | 30.9484 | 30.8548 | 30.8065 | 30.5839 | 30.5516 | 30.1032 | 30.4935 | 31.7129 | 33.4839 | 34.8 | 35.8742 | 36.8065 | 37.671 | 37.8645 | 37.3903 | 35.8645 | 35.1065 | 34.1452 | 33.2581 | 32.6258 | 32.771 | 32.5161 | 31.8419
Indiana - Fort Wayne | Jan | A | Indiana - Fort Wayne-Jan | 20.7387 | 20.7065 | 20.9323 | 20.8677 | 20.7774 | 20.5581 | 20.1871 | 20.0548 | 19.8161 | 20.9226 | 22.1161 | 23.3774 | 24.3613 | 25.2742 | 25.5323 | 25.6065 | 25.0645 | 24.0065 | 23.3387 | 23.0194 | 22.5645 | 22.2129 | 21.8581 | 21.6258
Indiana - Fort Wayne | Feb | B | Indiana - Fort Wayne-Feb | 22.6 | 22.2857 | 22.0321 | 21.5536 | 21.2393 | 20.8929 | 20.5214 | 20.2286 | 21.875 | 24.0643 | 25.7036 | 26.7536 | 27.6714 | 27.9179 | 28.35 | 28.2929 | 27.7179 | 26.3286 | 25.2143 | 24.6321 | 24.1571 | 23.3786 | 22.9571 | 22.5893
Indiana - Fort Wayne | Mar | C | Indiana - Fort Wayne-Mar | 34.8677 | 33.6871 | 33.5065 | 33.2742 | 32.6194 | 32.0935 | 32.0258 | 32.9452 | 34.6645 | 36.9452 | 39.2516 | 41.3065 | 43.3355 | 44.6516 | 45.229 | 45.2226 | 45.2323 | 43.6968 | 41.2871 | 39.0871 | 37.9355 | 37.2161 | 36.3774 | 35.8226
Indiana - Fort Wayne | Apr | D | Indiana - Fort Wayne-Apr | 43.4867 | 42.99 | 42.5267 | 42.0367 | 41.5 | 40.9333 | 40.3833 | 43.0867 | 45.7933 | 48.51 | 50.07 | 51.62 | 53.1833 | 53.9033 | 54.5933 | 55.3 | 54.0667 | 52.8733 | 51.5633 | 49.7133 | 47.8567 | 46.06 | 45.3533 | 44.6367
Indiana - Fort Wayne | May | E | Indiana - Fort Wayne-May | 54.5097 | 53.5613 | 52.8097 | 52.0226 | 51.5516 | 50.9323 | 52.6452 | 56.3613 | 59.571 | 62.1677 | 64.4806 | 66.3194 | 67.671 | 68.1871 | 68.6645 | 69.2839 | 69.0387 | 68.3484 | 66.471 | 63.7774 | 61.0194 | 58.8032 | 57.3968 | 55.9935
Indiana - Fort Wayne | Jun | F | Indiana - Fort Wayne-Jun | 62.2933 | 61.33 | 60.3733 | 59.4167 | 59.9267 | 60.4067 | 60.9333 | 64.3167 | 67.6867 | 71.08 | 73.13 | 75.2033 | 77.2667 | 77.55 | 77.85 | 78.1267 | 76.8233 | 75.55 | 74.2 | 71.5633 | 68.9233 | 66.34 | 65.0067 | 63.69
Indiana - Fort Wayne | Jul | G | Indiana - Fort Wayne-Jul | 68.4419 | 67.9258 | 65.3806 | 64.8968 | 65.3452 | 65.7419 | 66.1806 | 69.3097 | 72.4226 | 75.529 | 76.9968 | 78.4839 | 79.9452 | 80.4387 | 80.8742 | 81.3774 | 80.0065 | 78.6516 | 77.2161 | 74.9387 | 72.7419 | 70.5097 | 69.0968 | 67.7065
Indiana - Fort Wayne | Aug | H | Indiana - Fort Wayne-Aug | 62.5355 | 61.9742 | 63.6065 | 62.9323 | 62.2581 | 61.8161 | 62.7484 | 66.1323 | 69.4065 | 73.1484 | 75.4871 | 76.6806 | 77.6226 | 78.5355 | 79.2194 | 78.4677 | 77.6839 | 76.1645 | 74.429 | 71.3 | 69 | 67.4968 | 66.3355 | 65.5226
Indiana - Fort Wayne | Sep | I | Indiana - Fort Wayne-Sep | 56.8933 | 56.1267 | 55.41 | 55.0567 | 54.44 | 53.93 | 53.6933 | 56.7933 | 60.4833 | 63.8333 | 66.4233 | 68.6267 | 70.14 | 71.1533 | 71.3467 | 70.7033 | 70.1967 | 68.3433 | 64.9767 | 62.1767 | 60.3367 | 59.1733 | 57.82 | 56.9567
Indiana - Fort Wayne | Oct | J | Indiana - Fort Wayne-Oct | 48.2129 | 47.6226 | 47.0323 | 46.4097 | 46.0516 | 45.7161 | 45.3387 | 47.7355 | 50.1258 | 52.5 | 54.5129 | 56.5032 | 58.4935 | 59.0323 | 59.5355 | 60.071 | 57.8065 | 55.5516 | 53.3387 | 52.2839 | 51.2419 | 50.1968 | 49.5645 | 48.9419
Indiana - Fort Wayne | Nov | K | Indiana - Fort Wayne-Nov | 38.8833 | 38.8867 | 38.6367 | 38.22 | 38.1867 | 37.5167 | 37.2367 | 37.2267 | 38.6833 | 40.5333 | 42.2733 | 43.8967 | 45.11 | 45.57 | 45.31 | 45.1067 | 44.0467 | 42.46 | 41.2333 | 40.42 | 39.8033 | 39.2667 | 38.7933 | 38.37
Indiana - Fort Wayne | Dec | L | Indiana - Fort Wayne-Dec | 30.9129 | 30.7806 | 30.5355 | 30.2903 | 30.2581 | 29.9065 | 29.4774 | 29.0645 | 29.7032 | 31.1323 | 32.5871 | 33.5355 | 34.2516 | 34.7903 | 34.9161 | 34.6161 | 33.7452 | 32.6452 | 32.1194 | 31.8097 | 31.4581 | 30.8548 | 30.9806 | 30.9677
Indiana - Indianapolis | Jan | A | Indiana - Indianapolis-Jan | 26.5806 | 26.3516 | 26.1226 | 25.8903 | 25.6452 | 25.3968 | 25.1548 | 25.5226 | 25.8484 | 26.2194 | 27.6548 | 29.0452 | 30.4935 | 31.1581 | 31.8323 | 32.5097 | 31.6065 | 30.7032 | 29.829 | 29.1935 | 28.5935 | 27.9806 | 27.5355 | 27.0806
Indiana - Indianapolis | Feb | B | Indiana - Indianapolis-Feb | 24.8643 | 24.4393 | 23.9679 | 23.6214 | 23.6607 | 23.3714 | 23.0679 | 23.1107 | 24.4893 | 26.4214 | 28.5036 | 30.4143 | 31.7536 | 33.0893 | 33.7964 | 34.1571 | 33.5964 | 31.7821 | 29.7071 | 28.65 | 27.9357 | 27.1821 | 26.5393 | 25.9571
Indiana - Indianapolis | Mar | C | Indiana - Indianapolis-Mar | 39.4323 | 38.1258 | 37.8903 | 37.371 | 37.2548 | 36.9516 | 36.4387 | 37.2677 | 39.029 | 40.829 | 43.0323 | 45.2548 | 46.5548 | 47.929 | 48.6935 | 48.6226 | 48.3452 | 47.2065 | 45.0161 | 43.3871 | 42.429 | 41.9258 | 40.7806 | 40.2419
Indiana - Indianapolis | Apr | D | Indiana - Indianapolis-Apr | 49.1633 | 47.69 | 46.95 | 46.06 | 45.5867 | 44.8533 | 45.0433 | 47.93 | 50.67 | 53.3467 | 55.3167 | 56.7167 | 58.28 | 59.1867 | 60.5467 | 61.5367 | 61.1667 | 60.3067 | 58.47 | 55.4567 | 53.7267 | 52.6533 | 50.6733 | 49.4933
Indiana - Indianapolis | May | E | Indiana - Indianapolis-May | 53.5516 | 52.929 | 52.2452 | 51.2839 | 50.2903 | 50.5419 | 52.6323 | 55.8742 | 59.0677 | 61.9968 | 63.9871 | 65.7097 | 66.9484 | 68.3129 | 68.8323 | 69.7065 | 69.0581 | 68.0129 | 66.1903 | 62.8065 | 60.3032 | 58.6452 | 56.6258 | 55.3323
Indiana - Indianapolis | Jun | F | Indiana - Indianapolis-Jun | 67.2233 | 66.5033 | 65.66 | 64.5767 | 64.03 | 63.9767 | 66.1 | 69.27 | 71.9067 | 74.6533 | 76.9967 | 78.8433 | 80.2333 | 81.35 | 82.4033 | 82.4033 | 81.7267 | 79.95 | 78.3733 | 75.3867 | 73.02 | 71.5033 | 70.0333 | 68.5
Indiana - Indianapolis | Jul | G | Indiana - Indianapolis-Jul | 72.0065 | 71.1677 | 68.2677 | 67.4194 | 67.8323 | 68.2097 | 68.6419 | 71.4935 | 74.3323 | 76.7065 | 78.3839 | 80.0742 | 81.7548 | 82.529 | 83.3 | 84.0742 | 82.6645 | 81.2419 | 79.7871 | 77.3419 | 74.9323 | 72.5097 | 71.5258 | 70.5516
Indiana - Indianapolis | Aug | H | Indiana - Indianapolis-Aug | 63.4903 | 62.7645 | 64.1452 | 63.4 | 63.4129 | 63.3935 | 63.4323 | 66.5645 | 69.6903 | 72.8323 | 74.6129 | 76.3903 | 78.1645 | 78.8839 | 79.5677 | 80.2839 | 78.8968 | 77.5032 | 76.0935 | 73.6161 | 71.1645 | 68.6903 | 67.6484 | 66.6484
Indiana - Indianapolis | Sep | I | Indiana - Indianapolis-Sep | 60.31 | 59.5833 | 58.8567 | 58.1133 | 57.75 | 57.4467 | 57.0833 | 60.43 | 63.7967 | 67.1433 | 69.2133 | 71.2633 | 73.3367 | 73.8933 | 74.4367 | 74.98 | 72.8933 | 70.7967 | 68.66 | 66.6933 | 64.8233 | 62.89 | 61.94 | 61.0333
Indiana - Indianapolis | Oct | J | Indiana - Indianapolis-Oct | 49.1581 | 48.3 | 47.5097 | 46.6645 | 46.529 | 46.3903 | 46.2387 | 49.0032 | 51.7903 | 54.571 | 56.8516 | 59.0903 | 61.3677 | 61.7032 | 61.9839 | 62.329 | 60.0871 | 57.8194 | 55.5806 | 54.4548 | 53.2806 | 52.1516 | 51.0387 | 49.9387
Indiana - Indianapolis | Nov | K | Indiana - Indianapolis-Nov | 39.8767 | 39.49 | 39.15 | 38.38 | 37.9733 | 37.5467 | 37.31 | 37.35 | 38.7733 | 40.76 | 43.29 | 45.26 | 46.67 | 47.2 | 47.4667 | 47.25 | 45.95 | 43.9467 | 42.89 | 42.3167 | 41.4333 | 40.7567 | 40.45 | 39.82
Indiana - Indianapolis | Dec | L | Indiana - Indianapolis-Dec | 29.9419 | 29.6258 | 29.3129 | 29.0129 | 28.4742 | 27.9677 | 27.4452 | 27.8645 | 28.2645 | 28.6871 | 29.8032 | 30.871 | 31.9935 | 32.3484 | 32.7065 | 33.0581 | 32.229 | 31.4194 | 30.5871 | 30.3065 | 30.0484 | 29.7613 | 29.5516 | 29.3129
Indiana - South Bend | Jan | A | Indiana - South Bend-Jan | 25.1129 | 24.6548 | 24.1968 | 23.9774 | 23.7935 | 23.6677 | 23.6 | 23.5548 | 23.4 | 24.4419 | 25.8161 | 27.4935 | 28.7452 | 29.5548 | 29.8452 | 30.029 | 29.4516 | 28.5484 | 27.7935 | 27.2806 | 27.0032 | 26.3774 | 26.1258 | 25.9258
Indiana - South Bend | Feb | B | Indiana - South Bend-Feb | 25.8714 | 25.625 | 25.4929 | 25.6357 | 25.2107 | 25.3107 | 24.8893 | 24.4607 | 25.3357 | 27.5464 | 29.6679 | 31.2536 | 32.5536 | 33.3143 | 33.3536 | 33.3286 | 32.5214 | 31.2679 | 29.7429 | 28.7536 | 27.8607 | 27.4286 | 26.7429 | 26.2214
Indiana - South Bend | Mar | C | Indiana - South Bend-Mar | 31.9452 | 31.7613 | 31.4129 | 30.9355 | 30.1613 | 29.4839 | 29.2484 | 30.0065 | 31.8871 | 33.9839 | 35.8484 | 37.2581 | 38.5935 | 39.2806 | 39.9581 | 40.0548 | 39.6677 | 38.6548 | 36.9806 | 35.3323 | 34.5645 | 33.5419 | 33.0677 | 32.4806
Indiana - South Bend | Apr | D | Indiana - South Bend-Apr | 41.5033 | 40.9833 | 40.44 | 39.8933 | 39.4367 | 38.9567 | 38.47 | 40.88 | 43.2933 | 45.7067 | 47.4867 | 49.2267 | 51.0067 | 51.3967 | 51.83 | 52.2033 | 50.8633 | 49.54 | 48.15 | 46.69 | 45.22 | 43.78 | 43.1567 | 42.55
Indiana - South Bend | May | E | Indiana - South Bend-May | 54.1806 | 53.2226 | 52.271 | 51.3194 | 51.8355 | 52.3516 | 52.8677 | 56.0452 | 59.1935 | 62.3645 | 64.1032 | 65.8774 | 67.6194 | 67.7484 | 67.8387 | 67.9839 | 66.8452 | 65.7387 | 64.5677 | 62.2516 | 59.9548 | 57.629 | 56.6452 | 55.6935
Indiana - South Bend | Jun | F | Indiana - South Bend-Jun | 63.11 | 61.8533 | 61.3833 | 60.59 | 60.4533 | 59.9633 | 62.2233 | 65.2733 | 68.7067 | 70.59 | 72.1133 | 73.1833 | 73.9333 | 74.74 | 75.6533 | 75.57 | 75.17 | 74.5433 | 73.4333 | 71.1933 | 68.5367 | 66.6567 | 65.1533 | 64.0833
Indiana - South Bend | Jul | G | Indiana - South Bend-Jul | 68.8613 | 68.1161 | 65.2903 | 64.5645 | 64.9 | 65.229 | 65.5613 | 68.4645 | 71.3774 | 74.271 | 75.8129 | 77.3323 | 78.8806 | 79.0677 | 79.2484 | 79.4323 | 78.3065 | 77.2129 | 76.0419 | 73.8323 | 71.6355 | 69.4516 | 68.5 | 67.6
Indiana - South Bend | Aug | H | Indiana - South Bend-Aug | 65.0677 | 64.3355 | 65.7129 | 64.9355 | 64.929 | 64.9194 | 64.9097 | 67.9387 | 70.9258 | 73.9613 | 75.4645 | 76.971 | 78.4806 | 78.9516 | 79.3258 | 79.8065 | 78.8548 | 77.9774 | 77.0258 | 74.6806 | 72.3065 | 70.0065 | 69.1226 | 68.2419
Indiana - South Bend | Sep | I | Indiana - South Bend-Sep | 62.1 | 61.6 | 61.1367 | 60.6167 | 60.3 | 60.2033 | 60.5 | 62.9 | 66.51 | 69.5867 | 71.8967 | 73.5733 | 74.6967 | 75.5067 | 75.43 | 74.6867 | 73.6967 | 71.81 | 68.92 | 66.1233 | 64.9433 | 63.7733 | 63.0867 | 62.19
Indiana - South Bend | Oct | J | Indiana - South Bend-Oct | 50.4194 | 49.9258 | 49.4258 | 48.9226 | 48.4774 | 48.0871 | 47.6258 | 49.7194 | 51.7903 | 53.8806 | 55.8129 | 57.7581 | 59.7032 | 60.1613 | 60.5742 | 61.0516 | 59.4194 | 57.7387 | 56.1387 | 54.971 | 53.771 | 52.5871 | 51.9 | 51.2613
Indiana - South Bend | Nov | K | Indiana - South Bend-Nov | 41.1267 | 40.65 | 40.4133 | 39.86 | 39.3 | 39.11 | 39.1333 | 39.0133 | 40.2633 | 42.2333 | 43.7367 | 45.3767 | 46.3033 | 46.98 | 46.9833 | 46.3867 | 44.8233 | 43.5533 | 42.8933 | 41.95 | 41.71 | 41.2567 | 40.7567 | 40.43
Indiana - South Bend | Dec | L | Indiana - South Bend-Dec | 30.4 | 30.3742 | 30.6323 | 30.4258 | 30.1871 | 29.9065 | 29.7613 | 29.4548 | 29.5032 | 30.1968 | 30.9968 | 32.1323 | 32.7452 | 33.329 | 33.729 | 33.5806 | 32.5065 | 31.5613 | 31.0032 | 30.729 | 30.4548 | 30.6452 | 30.3903 | 30.4129
Iowa - Des Moines | Jan | A | Iowa - Des Moines-Jan | 15.7 | 15.2419 | 14.7839 | 14.3968 | 14.071 | 13.6806 | 14.0968 | 14.4839 | 14.8968 | 16.8871 | 18.8871 | 20.8806 | 21.5194 | 22.1935 | 22.8452 | 21.7258 | 20.6355 | 19.5323 | 18.7452 | 17.971 | 17.2323 | 16.6226 | 16.0323 | 15.4419
Iowa - Des Moines | Feb | B | Iowa - Des Moines-Feb | 20.8143 | 20.2321 | 19.575 | 18.7571 | 17.9464 | 17.1107 | 17.9821 | 18.8679 | 19.7893 | 22.5393 | 25.2857 | 28.0321 | 29.6071 | 31.1929 | 32.7536 | 31.5179 | 30.3107 | 29.0607 | 27.5357 | 26.0393 | 24.5679 | 23.7571 | 22.9643 | 22.1643
Iowa - Des Moines | Mar | C | Iowa - Des Moines-Mar | 35.9032 | 35.5581 | 35.3806 | 34.7387 | 34.2 | 33.7903 | 33.9452 | 35.6194 | 37.7032 | 40.0097 | 42.1581 | 43.7581 | 45.1935 | 45.9613 | 45.9645 | 45.7355 | 45.2097 | 44.0452 | 41.4677 | 40.0129 | 38.9774 | 38.329 | 37.5516 | 36.5774
Iowa - Des Moines | Apr | D | Iowa - Des Moines-Apr | 45.9167 | 44.6067 | 43.26 | 42.47 | 41.6967 | 40.87 | 43.89 | 46.9567 | 50.02 | 52.39 | 54.7433 | 57.12 | 58.0967 | 59.1033 | 60.0967 | 59.3333 | 58.5667 | 57.8033 | 55.5167 | 53.29 | 51.08 | 50.0367 | 49.0033 | 47.9733
Iowa - Des Moines | May | E | Iowa - Des Moines-May | 57.5935 | 56.9129 | 56.1516 | 55.2968 | 54.4935 | 55.0903 | 57.8194 | 60.0839 | 62.1871 | 64.1194 | 65.4645 | 66.9387 | 68.5194 | 69.6161 | 70.3903 | 70.5806 | 69.8677 | 68.7677 | 67.0032 | 64.3194 | 62.4355 | 61.2484 | 60.1613 | 58.9645
Iowa - Des Moines | Jun | F | Iowa - Des Moines-Jun | 64.6633 | 63.9567 | 63.1633 | 62.9233 | 62.74 | 62.5033 | 65.2433 | 68.1067 | 70.8933 | 72.7867 | 74.7333 | 76.65 | 77.3033 | 77.9233 | 78.6 | 78.1133 | 77.6767 | 77.2033 | 74.8533 | 72.5367 | 70.2133 | 68.77 | 67.3867 | 65.98
Iowa - Des Moines | Jul | G | Iowa - Des Moines-Jul | 72.7871 | 71.8968 | 68.8226 | 68.4129 | 68.0032 | 67.5806 | 70.7871 | 73.9968 | 77.1935 | 79.2194 | 81.2968 | 83.329 | 84.0032 | 84.7 | 85.371 | 84.6903 | 84.0742 | 83.3968 | 80.7355 | 78.1484 | 75.5419 | 74.1129 | 72.6258 | 71.229
Iowa - Des Moines | Aug | H | Iowa - Des Moines-Aug | 64.0097 | 63.0355 | 64.1548 | 63.5839 | 63.0387 | 62.4677 | 65.7548 | 69.0645 | 72.3903 | 74.8871 | 77.3419 | 79.8452 | 80.5 | 81.1258 | 81.771 | 80.6097 | 79.429 | 78.2677 | 75.671 | 73.1161 | 70.5548 | 69.3097 | 68.0677 | 66.8484
Iowa - Des Moines | Sep | I | Iowa - Des Moines-Sep | 57.8733 | 57.12 | 56.46 | 55.5033 | 55.0033 | 54.2667 | 55.2 | 58.5933 | 62.7367 | 65.9 | 68.16 | 69.84 | 71.0467 | 72.3267 | 72.5133 | 72.4933 | 71.33 | 68.97 | 65.1233 | 63.5667 | 62.5533 | 61.2267 | 60.04 | 59.1633
Iowa - Des Moines | Oct | J | Iowa - Des Moines-Oct | 48.6516 | 48.029 | 47.3774 | 47.1 | 46.8516 | 46.5903 | 48.3871 | 50.1323 | 51.9065 | 54.7742 | 57.629 | 60.5065 | 60.9839 | 61.4452 | 61.9194 | 60.2613 | 58.5452 | 56.8806 | 55.329 | 53.8129 | 52.2581 | 51.2097 | 50.1968 | 49.1806
Iowa - Des Moines | Nov | K | Iowa - Des Moines-Nov | 36.7767 | 36.4467 | 35.87 | 35.4833 | 35.12 | 34.5967 | 34.4033 | 35.0133 | 37.08 | 39.4633 | 41.75 | 43.4467 | 44.6267 | 45.52 | 45.9233 | 45.23 | 42.8767 | 41.14 | 39.9367 | 39.4033 | 38.5233 | 37.4067 | 37.0267 | 36.6067
Iowa - Des Moines | Dec | L | Iowa - Des Moines-Dec | 23.2516 | 22.9839 | 22.6452 | 22.2129 | 21.8774 | 21.7839 | 21.5452 | 21.5161 | 22.5903 | 24.5903 | 26.971 | 28.9387 | 30.2258 | 30.971 | 30.8161 | 30.0871 | 28.3484 | 27.2581 | 26.2484 | 25.6613 | 25.0065 | 24.5452 | 23.8742 | 23.1226
Iowa - Mason City | Jan | A | Iowa - Mason City-Jan | 6.9839 | 6.5806 | 6.1935 | 6.0677 | 5.9581 | 5.8161 | 6.3806 | 6.9613 | 7.5355 | 9.3032 | 11.0677 | 12.8548 | 13.2935 | 13.7387 | 14.1742 | 12.5839 | 10.9742 | 9.3677 | 8.8774 | 8.4129 | 7.9387 | 7.5613 | 7.2387 | 6.8871
Iowa - Mason City | Feb | B | Iowa - Mason City-Feb | 16.85 | 16.5464 | 16.2429 | 15.9321 | 15.6857 | 15.4 | 16.0929 | 16.7821 | 17.4786 | 19.2964 | 21.0714 | 22.8893 | 23.7893 | 24.6429 | 25.5357 | 24.625 | 23.7357 | 22.8321 | 21.6929 | 20.6107 | 19.5393 | 18.875 | 18.2036 | 17.5214
Iowa - Mason City | Mar | C | Iowa - Mason City-Mar | 31.6903 | 31.4258 | 31.1258 | 31.1419 | 30.5387 | 30.0065 | 30.129 | 31.2129 | 32.9387 | 34.5968 | 36.4 | 38.0774 | 39.3581 | 40.3903 | 40.8645 | 40.7774 | 39.8419 | 38.3194 | 36.0452 | 34.6258 | 33.8387 | 33.0581 | 32.4935 | 32.2226
Iowa - Mason City | Apr | D | Iowa - Mason City-Apr | 39.1433 | 38.65 | 38.1 | 37.9367 | 37.7733 | 37.6167 | 39.9967 | 42.3333 | 44.6967 | 46.64 | 48.5533 | 50.4733 | 51.4267 | 52.3633 | 53.3067 | 52.2867 | 51.26 | 50.2333 | 47.9733 | 45.7433 | 43.4733 | 42.3567 | 41.2133 | 40.06
Iowa - Mason City | May | E | Iowa - Mason City-May | 49.3129 | 48.1645 | 47.4097 | 46.7452 | 46.3871 | 47.8935 | 50.9871 | 53.6323 | 56.6839 | 59.029 | 61.8452 | 64.4032 | 65.6742 | 65.8839 | 65.9129 | 65.5903 | 64.7161 | 63.2581 | 61.0645 | 57.3774 | 54.6742 | 52.6839 | 51.5903 | 50.5387
Iowa - Mason City | Jun | F | Iowa - Mason City-Jun | 64.0667 | 63.2933 | 62.5533 | 62.1033 | 61.9667 | 63.4033 | 64.8667 | 67.5 | 69.7967 | 72.07 | 73.9833 | 75.6167 | 76.6333 | 77.5433 | 78.0567 | 78.1067 | 77.2467 | 76.1967 | 74.56 | 71.3467 | 68.3733 | 66.1967 | 65.7333 | 64.8533
Iowa - Mason City | Jul | G | Iowa - Mason City-Jul | 65.6548 | 64.8097 | 61.8419 | 61.4581 | 60.9903 | 62.5419 | 66.2355 | 69.5903 | 72.771 | 74.8516 | 76.3065 | 77.7613 | 78.8129 | 79.1387 | 79.2968 | 78.5774 | 78.0677 | 76.3935 | 73.8032 | 69.3968 | 66.5774 | 65.3645 | 64.4452 | 64.4871
Iowa - Mason City | Aug | H | Iowa - Mason City-Aug | 60.5258 | 59.9484 | 61.5871 | 61.0839 | 60.6258 | 60.1258 | 62.9419 | 65.7839 | 68.6032 | 70.829 | 73.0452 | 75.2677 | 76.0355 | 76.7613 | 77.5452 | 77.1484 | 76.7161 | 76.3323 | 73.0677 | 69.8613 | 66.6839 | 65.3742 | 64.2774 | 63.1161
Iowa - Mason City | Sep | I | Iowa - Mason City-Sep | 52.0067 | 51.31 | 50.8133 | 50.6667 | 50.34 | 50.15 | 51.6067 | 55.59 | 59.3433 | 62.3567 | 64.2533 | 66.3033 | 67.0333 | 67.5133 | 67.46 | 67.13 | 66.1467 | 63 | 58.36 | 56.0467 | 54.7833 | 54.0433 | 53.41 | 52.8067
Iowa - Mason City | Oct | J | Iowa - Mason City-Oct | 41.4548 | 41.6806 | 41.1129 | 40.6452 | 40.2871 | 40.0774 | 40.2 | 43.5194 | 48.6129 | 52.2774 | 55.3871 | 57.7839 | 59.4613 | 60.3097 | 60.2613 | 59.5742 | 56.7129 | 51.9258 | 48.4161 | 46.1548 | 44.7226 | 43.4516 | 42.171 | 41.5839
Iowa - Mason City | Nov | K | Iowa - Mason City-Nov | 28.54 | 28.01 | 27.4567 | 27.26 | 27.0733 | 26.89 | 28.0533 | 29.2733 | 30.4767 | 33.0133 | 35.4733 | 38.0133 | 38.7467 | 39.46 | 40.1833 | 37.8767 | 35.53 | 33.21 | 32.2833 | 31.38 | 30.48 | 29.8233 | 29.1967 | 28.5567
Iowa - Mason City | Dec | L | Iowa - Mason City-Dec | 16.7 | 16.8258 | 16.9613 | 15.971 | 15.0129 | 14.0194 | 14.4774 | 14.9387 | 15.4097 | 16.829 | 18.1742 | 19.5774 | 20.0903 | 20.6129 | 21.1323 | 19.6774 | 18.2516 | 16.8032 | 16.3452 | 15.9065 | 15.4387 | 15.2935 | 15.1774 | 15.0323
Iowa - Sioux City | Jan | A | Iowa - Sioux City-Jan | 13.571 | 13.0677 | 12.5806 | 12.4871 | 11.7129 | 12.1161 | 12.0323 | 11.9 | 13.2226 | 16.0129 | 18.9935 | 21.7419 | 24.3516 | 26.3258 | 27.5387 | 27.171 | 25.1484 | 22.9935 | 20.4839 | 18.5903 | 17.1419 | 16.0129 | 15.1871 | 14.7742
Iowa - Sioux City | Feb | B | Iowa - Sioux City-Feb | 19.6964 | 19.3893 | 19.2036 | 18.8643 | 18.4 | 17.7036 | 17.2 | 17.05 | 18.8179 | 20.7036 | 22.7179 | 24.8107 | 26.9357 | 28.3571 | 29.1393 | 29.1286 | 28.1036 | 26.2714 | 24.3714 | 23.1107 | 22.1964 | 21.5286 | 21.0643 | 20.7679
Iowa - Sioux City | Mar | C | Iowa - Sioux City-Mar | 32.9935 | 32.2871 | 31.5968 | 31.1839 | 30.8 | 30.4097 | 31.9452 | 33.471 | 34.9839 | 38.4097 | 41.8194 | 45.2516 | 47.0677 | 48.8839 | 50.7032 | 49.529 | 48.3935 | 47.2129 | 44.3226 | 41.4903 | 38.7065 | 37.1194 | 35.5774 | 34.0484
Iowa - Sioux City | Apr | D | Iowa - Sioux City-Apr | 43.5967 | 42.6533 | 41.7333 | 41.38 | 41 | 40.5967 | 42.54 | 44.5333 | 46.5133 | 49.3233 | 52.0867 | 54.89 | 56.7167 | 58.4967 | 60.31 | 59.6 | 58.91 | 58.2 | 55.2367 | 52.3333 | 49.43 | 47.8033 | 46.25 | 44.6467
Iowa - Sioux City | May | E | Iowa - Sioux City-May | 55.8129 | 54.6839 | 53.8806 | 53.2742 | 52.4677 | 52.9194 | 55.6774 | 58.7484 | 61.671 | 64.1871 | 66.4194 | 68.1581 | 69.4387 | 70.1097 | 71.029 | 70.8226 | 70.8935 | 69.6806 | 67.8613 | 64.371 | 62.3 | 60.2419 | 58.9032 | 57.5065
Iowa - Sioux City | Jun | F | Iowa - Sioux City-Jun | 64.94 | 64.0867 | 63.2233 | 62.9533 | 62.7033 | 62.4733 | 65.1833 | 67.91 | 70.6433 | 72.44 | 74.2633 | 76.0633 | 77.2233 | 78.3867 | 79.5433 | 78.85 | 78.1967 | 77.51 | 75.0733 | 72.6833 | 70.3167 | 68.8533 | 67.4467 | 66.0233
Iowa - Sioux City | Jul | G | Iowa - Sioux City-Jul | 72.071 | 70.6097 | 67.7194 | 66.4097 | 65.7226 | 65.6516 | 68.5452 | 72.1581 | 75.9871 | 79.0387 | 80.9968 | 83.3452 | 84.4097 | 86.0871 | 86.6032 | 86.7258 | 86.4226 | 85.5129 | 83.0774 | 79.3581 | 76.2161 | 73.9548 | 72.4742 | 71.0484
Iowa - Sioux City | Aug | H | Iowa - Sioux City-Aug | 63.7935 | 62.8548 | 63.8839 | 63.1903 | 62.5452 | 61.8452 | 64.8032 | 67.8 | 70.7806 | 73.5548 | 76.3032 | 79.0839 | 80.0065 | 80.9774 | 81.9032 | 80.9452 | 80.029 | 79.071 | 76.2355 | 73.4839 | 70.729 | 69.271 | 67.8742 | 66.4613
Iowa - Sioux City | Sep | I | Iowa - Sioux City-Sep | 58.6533 | 58.02 | 57.1033 | 56.56 | 56.08 | 56.05 | 57.0033 | 59.8333 | 63.4333 | 66.51 | 69.41 | 71.1867 | 72.7833 | 73.59 | 74.2867 | 74.4767 | 73.4033 | 70.7 | 67.0233 | 64.1833 | 62.95 | 61.3867 | 60.33 | 59.42
Iowa - Sioux City | Oct | J | Iowa - Sioux City-Oct | 45.6968 | 44.5129 | 43.6258 | 42.8194 | 42.0355 | 41.4548 | 41.071 | 43.8161 | 47.5903 | 51.5516 | 54.9581 | 57.3677 | 59.5645 | 60.5 | 60.8355 | 60.3226 | 58.4387 | 55.6097 | 53.0677 | 50.4645 | 48.9226 | 47.1839 | 46.1742 | 45.2581
Iowa - Sioux City | Nov | K | Iowa - Sioux City-Nov | 32.71 | 31.98 | 31.3067 | 30.59 | 29.9133 | 29.1833 | 29.78 | 30.44 | 31.06 | 34.1467 | 37.2333 | 40.3167 | 41.8067 | 43.2967 | 44.7533 | 43.0467 | 41.4 | 39.6967 | 38.1367 | 36.5733 | 35.02 | 34.3467 | 33.6867 | 33.0433
Iowa - Sioux City | Dec | L | Iowa - Sioux City-Dec | 21.9161 | 21.7323 | 21.1355 | 20.6323 | 20.2129 | 19.8161 | 19.5387 | 19.9419 | 21.3806 | 24.2226 | 27.0194 | 29.0742 | 31.2226 | 32.4968 | 32.7484 | 31.9645 | 29.2548 | 27.2645 | 25.9645 | 24.5161 | 23.7226 | 23.2516 | 22.9677 | 22.6613
Iowa - Waterloo | Jan | A | Iowa - Waterloo-Jan | 16.3419 | 16.2484 | 16.1258 | 15.5903 | 15.0065 | 14.4645 | 14.7097 | 14.9548 | 15.1935 | 17.2903 | 19.3903 | 21.4968 | 22.5226 | 23.4839 | 24.4968 | 23.2839 | 22.1032 | 20.8774 | 20.0903 | 19.3161 | 18.5387 | 18.1355 | 17.7548 | 17.3548
Iowa - Waterloo | Feb | B | Iowa - Waterloo-Feb | 14.025 | 13.3393 | 12.5857 | 12.2143 | 11.8429 | 11.4571 | 12.2929 | 13.275 | 14.2571 | 16.4464 | 18.6214 | 20.8036 | 21.7393 | 22.6214 | 23.5464 | 22.7143 | 21.9286 | 21.1179 | 20.05 | 18.9893 | 17.9429 | 17.0821 | 16.2179 | 15.3393
Iowa - Waterloo | Mar | C | Iowa - Waterloo-Mar | 31.1323 | 30.2355 | 29.7871 | 29.3226 | 28.7161 | 28.1742 | 28.5516 | 30.9032 | 33.7065 | 36.4 | 38.9387 | 41.2161 | 43.0419 | 44.1581 | 45 | 45.3806 | 44.0613 | 41.3968 | 38.0968 | 36.2323 | 35.2548 | 33.9903 | 32.7839 | 32.0677
Iowa - Waterloo | Apr | D | Iowa - Waterloo-Apr | 45.6167 | 44.19 | 43.1967 | 42.4267 | 41.66 | 40.6767 | 43.5167 | 47.3367 | 50.6633 | 53.5 | 55.9967 | 57.3133 | 58.7667 | 59.2733 | 59.0267 | 58.9033 | 58.1033 | 56.12 | 52.9467 | 50.4767 | 48.76 | 47.2367 | 46.4667 | 46.2267
Iowa - Waterloo | May | E | Iowa - Waterloo-May | 52.6903 | 51.8484 | 51.2323 | 50.329 | 49.7968 | 50.9355 | 54.1806 | 57.7516 | 60.2 | 62.3194 | 64.4774 | 66.2 | 67.4774 | 68.4194 | 68.4161 | 68.0226 | 67.3742 | 66.329 | 63.471 | 60.2 | 58.2871 | 56.9387 | 55.7484 | 54.4968
Iowa - Waterloo | Jun | F | Iowa - Waterloo-Jun | 63.5967 | 62.73 | 61.6967 | 60.83 | 60.4233 | 61.5367 | 64.2833 | 67.0633 | 69.57 | 71.4867 | 73.54 | 75.2667 | 77.0367 | 78.14 | 78.45 | 78.4833 | 77.8133 | 76.5533 | 74.48 | 71.6167 | 69.6867 | 67.59 | 65.8467 | 65.05
Iowa - Waterloo | Jul | G | Iowa - Waterloo-Jul | 68.1226 | 67.1677 | 64.8323 | 64.2097 | 63.2935 | 63.8355 | 66.5516 | 69.2129 | 72.2839 | 74.7935 | 76.571 | 78.2452 | 79.3097 | 80.1839 | 80.1806 | 79.5935 | 78.1387 | 76.5935 | 74.6 | 72.0548 | 70.3161 | 69.0323 | 67.5548 | 66.7032
Iowa - Waterloo | Aug | H | Iowa - Waterloo-Aug | 59.2742 | 58.5968 | 59.9258 | 59.6645 | 59.4548 | 59.1903 | 62.4129 | 65.6742 | 68.9161 | 71.129 | 73.2903 | 75.5032 | 76.1742 | 76.8355 | 77.5129 | 76.4 | 75.2935 | 74.1903 | 71.0323 | 67.8935 | 64.7677 | 63.7452 | 62.7194 | 61.7194
Iowa - Waterloo | Sep | I | Iowa - Waterloo-Sep | 54.2967 | 53.5033 | 52.68 | 52.21 | 51.7233 | 51.2233 | 54.52 | 57.7567 | 61.0467 | 63.63 | 66.1867 | 68.7667 | 69.44 | 70.1333 | 70.8167 | 69.0367 | 67.26 | 65.5067 | 63.0267 | 60.4633 | 58.0033 | 57.0767 | 56.14 | 55.1833
Iowa - Waterloo | Oct | J | Iowa - Waterloo-Oct | 46.4419 | 45.8226 | 45.1516 | 44.5387 | 43.8871 | 43.2645 | 45.7613 | 48.2968 | 50.8613 | 53.5871 | 56.2935 | 59.0258 | 60.0484 | 61.0742 | 62.0903 | 59.3645 | 56.6806 | 53.9516 | 52.0871 | 50.3 | 48.4774 | 47.7839 | 47.0774 | 46.4032
Iowa - Waterloo | Nov | K | Iowa - Waterloo-Nov | 33.8867 | 33.28 | 32.78 | 32.2467 | 31.94 | 31.5867 | 31.4433 | 32.2433 | 34.4733 | 36.6367 | 38.81 | 40.72 | 42.07 | 42.7833 | 42.58 | 41.78 | 39.35 | 37.6233 | 36.6833 | 35.8667 | 35.46 | 35.21 | 34.5 | 34.1167
Iowa - Waterloo | Dec | L | Iowa - Waterloo-Dec | 19.8355 | 19.5161 | 19.1806 | 18.6968 | 18.1968 | 17.7129 | 18.0968 | 18.4452 | 18.8129 | 20.4323 | 22.0484 | 23.6613 | 24.2065 | 24.6581 | 25.1968 | 24.0516 | 22.9097 | 21.7581 | 21.0871 | 20.4774 | 19.8129 | 19.5516 | 19.3161 | 19.0484
Kansas - Dodge City | Jan | A | Kansas - Dodge City-Jan | 23.9226 | 23.4065 | 22.1065 | 21.2097 | 20.2968 | 19.5548 | 18.6226 | 18.7742 | 20.3452 | 23.5129 | 26.9839 | 29.8032 | 32.2903 | 34.3774 | 35.3613 | 35.6419 | 34.9935 | 31.3677 | 28.3581 | 27.4355 | 26.6742 | 26.2871 | 25.2258 | 24.4032
Kansas - Dodge City | Feb | B | Kansas - Dodge City-Feb | 25.8929 | 25.4286 | 24.9036 | 24.4429 | 24.0179 | 23.5607 | 24.1643 | 24.8464 | 25.4893 | 28.5214 | 31.5571 | 34.5786 | 35.9143 | 37.275 | 38.6143 | 37.8071 | 37.0536 | 36.2429 | 34.0321 | 31.8893 | 29.775 | 28.7929 | 27.8214 | 26.85
Kansas - Dodge City | Mar | C | Kansas - Dodge City-Mar | 36.7065 | 35.5419 | 34.9903 | 34.4806 | 34.2452 | 33.7806 | 33.9355 | 35.6903 | 39.5032 | 43.5613 | 47.1645 | 50.1194 | 52.7226 | 54.5806 | 55.4032 | 55.7484 | 55.1387 | 53.0548 | 47.0484 | 43.7613 | 42.0935 | 40.3839 | 39.0677 | 38.4871
Kansas - Dodge City | Apr | D | Kansas - Dodge City-Apr | 51.14 | 50.0767 | 49.2233 | 48.1833 | 47.3733 | 46.1833 | 47.4667 | 51.4833 | 55.12 | 58.3933 | 61.42 | 64.0667 | 66.1733 | 68.1667 | 68.2533 | 68.9667 | 67.2667 | 65.57 | 61.6867 | 57.3367 | 55.2067 | 53.4067 | 52.5633 | 51.3867
Kansas - Dodge City | May | E | Kansas - Dodge City-May | 55.2774 | 54.3194 | 53.2935 | 52.3613 | 51.429 | 51.2677 | 52.771 | 55.8903 | 59.4581 | 61.6839 | 64.3742 | 66.4452 | 68.0516 | 68.9774 | 69.4742 | 69.5258 | 68.671 | 67.4581 | 64.7968 | 61.6677 | 59.8387 | 58.3323 | 57.2581 | 56.4161
Kansas - Dodge City | Jun | F | Kansas - Dodge City-Jun | 66.11 | 65.37 | 64.5933 | 63.8733 | 63.1367 | 62.67 | 65.7667 | 69.5833 | 73.0267 | 76.03 | 78.7933 | 80.78 | 82.0333 | 83.02 | 84.09 | 84.2167 | 83.09 | 81.9433 | 78.8333 | 74.0033 | 71.2 | 69.7633 | 68.61 | 67.7567
Kansas - Dodge City | Jul | G | Kansas - Dodge City-Jul | 73.6194 | 72.5581 | 68.7194 | 68.029 | 67.5161 | 67.1516 | 69.2484 | 73.4452 | 77.5774 | 81.3484 | 84.8226 | 87.0355 | 88.7387 | 89.9677 | 90.8032 | 91.4387 | 90.4161 | 88.9065 | 85.6194 | 81.229 | 77.9032 | 75.7452 | 74.2871 | 72.7065
Kansas - Dodge City | Aug | H | Kansas - Dodge City-Aug | 68.2452 | 67.3194 | 68.5645 | 67.6161 | 66.6516 | 65.5484 | 66.5484 | 70.771 | 74.9548 | 78.5935 | 81.7258 | 84.6516 | 86.7452 | 88.4226 | 89.6387 | 89.4 | 88.8355 | 87.1903 | 83.3903 | 78.8194 | 75.8935 | 74.3387 | 73.0613 | 72.1903
Kansas - Dodge City | Sep | I | Kansas - Dodge City-Sep | 63.0533 | 61.5667 | 60.7033 | 59.7733 | 58.8667 | 58.48 | 58.6333 | 61.58 | 66.3633 | 70.1633 | 73.6267 | 76.06 | 78.0533 | 79.55 | 80.6067 | 80.5133 | 79.0433 | 76.9433 | 72.9233 | 69.75 | 67.5433 | 65.9467 | 64.5333 | 63.5833
Kansas - Dodge City | Oct | J | Kansas - Dodge City-Oct | 51.0194 | 50.4129 | 49.9226 | 49.6677 | 48.4452 | 47.3935 | 47.0581 | 49.8742 | 54.5194 | 58.8806 | 62.4935 | 65.5452 | 68.0742 | 69.8 | 70.4161 | 70.2452 | 68.3452 | 62.8484 | 58.9032 | 56.8226 | 54.9323 | 53.8258 | 52.4645 | 51.4645
Kansas - Dodge City | Nov | K | Kansas - Dodge City-Nov | 34.5233 | 33.5867 | 33.0867 | 32.64 | 31.7433 | 31.63 | 31.41 | 31.1 | 35.0133 | 40.05 | 43.7967 | 46.8633 | 49.81 | 51.17 | 51.4233 | 51.2467 | 48.53 | 43.65 | 40.7133 | 38.8733 | 37.4233 | 36.5933 | 35.3167 | 34.64
Kansas - Dodge City | Dec | L | Kansas - Dodge City-Dec | 25.1226 | 24.571 | 24.129 | 23.8032 | 23.1452 | 22.9968 | 22.9258 | 22.5548 | 25.2935 | 28.2484 | 32.0839 | 34.7935 | 36.9613 | 38.3419 | 39.0161 | 37.8806 | 35.1871 | 31.0516 | 28.8355 | 27.8226 | 27.4065 | 27.0032 | 26.2742 | 25.7387
Kansas - Goodland | Jan | A | Kansas - Goodland-Jan | 19.6645 | 18.7903 | 18.629 | 17.9194 | 17.4419 | 17.3581 | 16.8258 | 17.6226 | 23.2871 | 28.7355 | 32.1452 | 35.2742 | 37.5645 | 38.5839 | 38.3387 | 36.3355 | 31.7419 | 26.771 | 24.7645 | 23.0903 | 22.3935 | 21.3677 | 20.9161 | 20.4774
Kansas - Goodland | Feb | B | Kansas - Goodland-Feb | 27.4571 | 26.5857 | 25.9429 | 25.1107 | 24.45 | 24.1679 | 22.8821 | 25.4929 | 29.0429 | 31.7929 | 34.9714 | 37.7964 | 39.3286 | 40.1286 | 40.5 | 39.6464 | 37.3964 | 33.5607 | 32.125 | 31.1321 | 30.0464 | 29.0143 | 28.6036 | 28.0893
Kansas - Goodland | Mar | C | Kansas - Goodland-Mar | 31.1677 | 30.5258 | 30.0065 | 29.5129 | 28.9935 | 31.0613 | 33.0871 | 35.1677 | 38.9387 | 42.6677 | 46.4581 | 48.4323 | 50.3935 | 52.3839 | 51.4323 | 50.5452 | 49.5903 | 45.2548 | 40.8161 | 36.4839 | 35.2484 | 34.0258 | 32.8161 | 32.1903
Kansas - Goodland | Apr | D | Kansas - Goodland-Apr | 41.1667 | 39.9933 | 39.6067 | 39.27 | 38.8467 | 41.71 | 44.6167 | 47.5 | 50.57 | 53.6 | 56.6533 | 57.7533 | 58.9533 | 60.06 | 59.1633 | 58.2933 | 57.3833 | 53.72 | 50.0033 | 46.3433 | 45.5133 | 44.7167 | 43.8833 | 42.6633
Kansas - Goodland | May | E | Kansas - Goodland-May | 49.0452 | 47.9548 | 47.5516 | 46.8968 | 46.8419 | 48.9387 | 52.1484 | 56 | 59.5065 | 61.8452 | 63.8097 | 65.3581 | 66.229 | 66.7194 | 66.7097 | 66.1677 | 65.1548 | 62.4548 | 59.0032 | 55.8968 | 53.5065 | 52.0903 | 50.9355 | 49.8032
Kansas - Goodland | Jun | F | Kansas - Goodland-Jun | 59.2633 | 58.26 | 57.87 | 56.81 | 56.52 | 59.89 | 64.07 | 68.09 | 71.74 | 74.02 | 75.74 | 77.78 | 79.12 | 80.1833 | 80.9 | 80.3233 | 79.22 | 76.1433 | 71.6833 | 66.9 | 65.1133 | 63.4767 | 62.0633 | 61.2433
Kansas - Goodland | Jul | G | Kansas - Goodland-Jul | 69.4129 | 68.2645 | 65.1323 | 64.2065 | 63.6161 | 66.5097 | 70.5742 | 74.5871 | 78.3258 | 81.6581 | 83.671 | 85.6258 | 86.9258 | 88.0968 | 87.5871 | 86.9806 | 85.5645 | 83.4129 | 78.6871 | 74.3323 | 72.5548 | 70.6581 | 69.4839 | 68.4355
Kansas - Goodland | Aug | H | Kansas - Goodland-Aug | 60.2581 | 59.3484 | 59.9161 | 58.8968 | 57.871 | 59.8 | 64.4387 | 69.2226 | 72.7226 | 76.2129 | 79.1 | 81.6032 | 83.3355 | 84.0806 | 84.0452 | 83.7419 | 82.0097 | 78.4097 | 72.3903 | 68.8903 | 66.9452 | 65.5742 | 64.5839 | 63.9548
Kansas - Goodland | Sep | I | Kansas - Goodland-Sep | 55.9867 | 55.1333 | 54.7567 | 54.4333 | 53.1833 | 52.7933 | 55.78 | 61.16 | 65.6067 | 69.2433 | 71.87 | 74.57 | 75.8333 | 77.0867 | 76.79 | 76.1633 | 73.9533 | 68.35 | 63.63 | 61.65 | 59.8033 | 58.5833 | 57.7067 | 56.1833
Kansas - Goodland | Oct | J | Kansas - Goodland-Oct | 44.6742 | 43.9355 | 43.1839 | 42.4484 | 41.6968 | 44.1097 | 46.5452 | 48.9645 | 52.6161 | 56.2323 | 59.8935 | 61.4419 | 63.0323 | 64.5806 | 63.2419 | 61.8871 | 60.5484 | 57.071 | 53.5419 | 50.0516 | 48.5968 | 47.171 | 45.7097 | 44.8903
Kansas - Goodland | Nov | K | Kansas - Goodland-Nov | 32.24 | 31.56 | 30.84 | 30.5933 | 29.9233 | 29.1033 | 29.2767 | 32.9367 | 38.37 | 43.1233 | 46.1667 | 48.5033 | 49.98 | 50.29 | 50.3333 | 48.31 | 42.38 | 39.0967 | 36.82 | 35.3933 | 34.1167 | 33.9067 | 32.8967 | 32.2233
Kansas - Goodland | Dec | L | Kansas - Goodland-Dec | 22.3548 | 22.0129 | 21.529 | 21.7226 | 20.9387 | 21.0419 | 20.8935 | 22.4645 | 26.1452 | 29.3645 | 31.9742 | 33.7613 | 34.6032 | 34.8484 | 34.3452 | 32.0097 | 28.5419 | 26.4871 | 25.7613 | 24.9355 | 24.0097 | 23.9065 | 23.1645 | 23.1097
Kansas - Topeka | Jan | A | Kansas - Topeka-Jan | 22.7613 | 22.2774 | 21.7387 | 21.2903 | 20.8452 | 20.3935 | 21 | 21.6581 | 22.2742 | 24.9581 | 27.6097 | 30.2935 | 31.4323 | 32.5387 | 33.6774 | 32.0935 | 30.5774 | 29.0065 | 27.5806 | 26.2258 | 24.8129 | 24.2968 | 23.7677 | 23.2484
Kansas - Topeka | Feb | B | Kansas - Topeka-Feb | 26.3714 | 25.875 | 25.3821 | 24.9429 | 24.5393 | 24.1071 | 25.1179 | 26.0786 | 27.0857 | 29.8464 | 32.625 | 35.4 | 36.7929 | 38.1536 | 39.5536 | 38.3571 | 37.1036 | 35.9036 | 33.7607 | 31.7536 | 29.7643 | 28.8429 | 27.9714 | 27.0893
Kansas - Topeka | Mar | C | Kansas - Topeka-Mar | 37.3161 | 36.5484 | 35.9645 | 35.6 | 35.0484 | 34.6968 | 34.4484 | 36.2806 | 39.0258 | 42.1871 | 45.371 | 48.0452 | 50.1581 | 51.6452 | 52.5645 | 52.6677 | 52.0032 | 50.2645 | 46.2129 | 43.3194 | 41.5258 | 40.0452 | 39.4355 | 38.2742
Kansas - Topeka | Apr | D | Kansas - Topeka-Apr | 51.2 | 50.6833 | 50.1767 | 49.3233 | 48.7967 | 47.9033 | 49.85 | 52.8633 | 56.3 | 59.0233 | 61.7633 | 63.52 | 65.3267 | 66.4333 | 66.1867 | 65.74 | 64.7667 | 63.3333 | 60.4733 | 57.5833 | 55.4633 | 53.6467 | 52.5267 | 51.66
Kansas - Topeka | May | E | Kansas - Topeka-May | 57.7 | 56.829 | 56.4258 | 55.2903 | 54.7613 | 55.0581 | 57.5387 | 60.4903 | 64.1968 | 66.7387 | 68.5774 | 70.0065 | 72.0903 | 73.0645 | 73.8 | 73.7194 | 73.3161 | 72.3742 | 70.2968 | 66.6935 | 64.1258 | 62.2742 | 60.8065 | 59.2935
Kansas - Topeka | Jun | F | Kansas - Topeka-Jun | 68.67 | 68.26 | 67.1333 | 66.17 | 65.66 | 66.41 | 69.83 | 73.3567 | 75.9233 | 78.3133 | 80.5033 | 81.8933 | 83.3133 | 84.3 | 84.1367 | 83.9533 | 83.5167 | 82.2867 | 79.47 | 76.0633 | 73.6633 | 72.1433 | 70.88 | 70.0367
Kansas - Topeka | Jul | G | Kansas - Topeka-Jul | 74.1516 | 73.5194 | 70.6032 | 70.029 | 69.171 | 69.2968 | 71.8871 | 75.171 | 78.1258 | 80.6742 | 82.3387 | 84.0226 | 85.3097 | 85.871 | 86 | 85.629 | 84.929 | 84.1161 | 81.4161 | 78.2323 | 76.3258 | 75.1581 | 74.129 | 72.8581
Kansas - Topeka | Aug | H | Kansas - Topeka-Aug | 65.8935 | 65.3 | 67.2323 | 66.6419 | 66.0903 | 65.7194 | 67.4 | 70.5806 | 73.9419 | 77.0452 | 79.2 | 80.4161 | 81.8677 | 82.7355 | 83.3613 | 83.3548 | 82.7677 | 81.3871 | 77.8613 | 74.0032 | 72.2194 | 71.1 | 69.9871 | 69.1903
Kansas - Topeka | Sep | I | Kansas - Topeka-Sep | 63.1233 | 62.5367 | 62.0533 | 61.6033 | 61.1767 | 60.5067 | 60.9633 | 63.7667 | 67.03 | 70.2267 | 73.05 | 74.87 | 76.4933 | 77.4833 | 77.3467 | 76.77 | 75.6533 | 73.36 | 70.1233 | 67.7967 | 66.4267 | 65.3633 | 64.2867 | 63.4733
Kansas - Topeka | Oct | J | Kansas - Topeka-Oct | 51.5129 | 50.7935 | 49.9323 | 49.1387 | 48.7774 | 48.429 | 48.0194 | 51.1613 | 55.1516 | 58.8419 | 61.8 | 64.171 | 65.3871 | 66.4452 | 66.4129 | 66.1613 | 64.4161 | 60.4871 | 56.729 | 55.1677 | 54.0613 | 53.5032 | 52.2613 | 51.8548
Kansas - Topeka | Nov | K | Kansas - Topeka-Nov | 39.5067 | 38.7 | 37.9067 | 37.4767 | 37.04 | 36.6 | 38.1133 | 39.69 | 41.26 | 44.8 | 48.31 | 51.85 | 53.0367 | 54.19 | 55.3733 | 52.93 | 50.47 | 48.03 | 46.06 | 44.0267 | 42.08 | 41.18 | 40.2833 | 39.39
Kansas - Topeka | Dec | L | Kansas - Topeka-Dec | 27.1484 | 26.9581 | 26.5484 | 25.9677 | 25.7355 | 25.0903 | 24.6516 | 24.9806 | 26.5129 | 28.8258 | 31.1774 | 33.3548 | 35.0871 | 36.5613 | 37.2194 | 36.9871 | 34.8355 | 32.2645 | 31.1226 | 30.1742 | 29.771 | 29.1581 | 28.3613 | 28.5968
Kansas - Wichita | Jan | A | Kansas - Wichita-Jan | 23.7677 | 23.471 | 23.1258 | 22.7839 | 22.4516 | 22.0903 | 22.6129 | 23.1516 | 23.671 | 26.3194 | 28.9677 | 31.6065 | 33.1581 | 34.7032 | 36.2548 | 34.229 | 32.2355 | 30.2097 | 28.7613 | 27.3613 | 25.9581 | 25.2871 | 24.6452 | 24.0065
Kansas - Wichita | Feb | B | Kansas - Wichita-Feb | 28.9821 | 28.5393 | 28.0679 | 27.2429 | 26.4464 | 25.6107 | 26.7179 | 27.7857 | 28.8893 | 31.7643 | 34.6429 | 37.525 | 39.3964 | 41.2964 | 43.1643 | 41.9107 | 40.6536 | 39.3893 | 37.1929 | 35.0036 | 32.9143 | 31.9464 | 30.9857 | 30.0607
Kansas - Wichita | Mar | C | Kansas - Wichita-Mar | 42.0161 | 40.5194 | 39.6968 | 38.8516 | 38.1839 | 37.6613 | 37.571 | 39.6194 | 42.9226 | 46.1677 | 49.2935 | 51.5613 | 53.6742 | 55.1516 | 55.9806 | 55.8226 | 54.8871 | 52.9484 | 49.4806 | 47.3548 | 46.2194 | 45.3097 | 44.1935 | 43.0065
Kansas - Wichita | Apr | D | Kansas - Wichita-Apr | 50.54 | 49.8733 | 49.21 | 48.58 | 47.9767 | 47.36 | 50 | 52.6233 | 55.2667 | 57.7767 | 60.28 | 62.7833 | 63.7967 | 64.8433 | 65.8633 | 65.1133 | 64.3967 | 63.6533 | 60.9233 | 58.1867 | 55.4933 | 54.1733 | 52.8633 | 51.5633
Kansas - Wichita | May | E | Kansas - Wichita-May | 58.3774 | 57.1387 | 56.4613 | 55.7 | 55.3032 | 54.8419 | 57.2839 | 60.3903 | 63.4 | 65.971 | 68.2355 | 69.8677 | 71.329 | 72.3484 | 73.0968 | 72.7387 | 71.8419 | 70.5065 | 67.9194 | 64.7355 | 62.8806 | 61.8419 | 60.5968 | 59.4806
Kansas - Wichita | Jun | F | Kansas - Wichita-Jun | 68.67 | 67.8067 | 66.8933 | 66.5267 | 66.2067 | 65.8133 | 69.1033 | 72.3433 | 75.62 | 78.1833 | 80.73 | 83.2833 | 84.2367 | 85.1067 | 86.06 | 85.2233 | 84.44 | 83.5933 | 80.44 | 77.3567 | 74.28 | 72.79 | 71.29 | 69.8433
Kansas - Wichita | Jul | G | Kansas - Wichita-Jul | 78.7452 | 77.9581 | 74.9194 | 74.1613 | 73.4613 | 72.6839 | 75.7097 | 78.7387 | 81.7774 | 84.3161 | 86.8194 | 89.3548 | 90.3226 | 91.2548 | 92.2355 | 91.3903 | 90.5355 | 89.7065 | 86.6903 | 83.7323 | 80.7645 | 79.5903 | 78.4097 | 77.2742
Kansas - Wichita | Aug | H | Kansas - Wichita-Aug | 70.4645 | 69.2516 | 70.6935 | 69.9774 | 69.1355 | 68.4871 | 70.0581 | 73.929 | 77.9419 | 81.3871 | 84.2452 | 86.6613 | 88.7097 | 89.6452 | 90.6968 | 90.4065 | 88.3194 | 86.4806 | 83.471 | 79.7419 | 77.4 | 75.8387 | 74.7194 | 73.6548
Kansas - Wichita | Sep | I | Kansas - Wichita-Sep | 63.3167 | 62.26 | 61.8567 | 60.92 | 60.28 | 59.5 | 60.0267 | 63.6733 | 67.79 | 71.3167 | 74.2833 | 76.5867 | 78.3367 | 79.5467 | 80.5067 | 79.5633 | 78.6733 | 76.5567 | 72.88 | 70.4133 | 68.3633 | 66.8533 | 65.8567 | 64.4467
Kansas - Wichita | Oct | J | Kansas - Wichita-Oct | 53.9226 | 53.5774 | 52.9226 | 52.2581 | 51.3032 | 50.8 | 50.9516 | 53.2065 | 57.1548 | 60.6871 | 63.7419 | 66.6484 | 68.2097 | 69.7355 | 70.2097 | 69.9032 | 67.9935 | 64.2516 | 60.8129 | 58.4581 | 56.9032 | 55.8968 | 54.9452 | 54.3968
Kansas - Wichita | Nov | K | Kansas - Wichita-Nov | 38.4967 | 37.68 | 36.82 | 36.2567 | 35.75 | 35.1967 | 36.9633 | 38.74 | 40.5733 | 43.7367 | 46.9067 | 50.0667 | 51.06 | 52.0333 | 53.0233 | 50.7367 | 48.4967 | 46.2033 | 44.36 | 42.4733 | 40.6133 | 40.0667 | 39.5533 | 38.9933
Kansas - Wichita | Dec | L | Kansas - Wichita-Dec | 29.3129 | 29.1581 | 28.7742 | 28.2774 | 28.2355 | 27.6935 | 27.3194 | 27.4323 | 29.429 | 31.4613 | 33.2613 | 34.9516 | 36.4613 | 37.3484 | 37.5839 | 36.8323 | 34.5968 | 32.7387 | 31.9645 | 31.071 | 30.4258 | 29.5484 | 29.2194 | 28.8065
Kentucky - Covington | Jan | A | Kentucky - Covington-Jan | 27.6516 | 27.171 | 26.6935 | 26.2161 | 25.7194 | 25.2129 | 24.7194 | 25.2419 | 25.7355 | 26.2613 | 27.8355 | 29.4323 | 31.0065 | 31.4935 | 31.9484 | 32.4355 | 31.4613 | 30.4806 | 29.5742 | 29.3161 | 29.1226 | 28.8903 | 28.4645 | 28.0226
Kentucky - Covington | Feb | B | Kentucky - Covington-Feb | 29.9393 | 29.625 | 29.1036 | 28.7143 | 28.3464 | 28.0536 | 27.5571 | 27.8714 | 29.3143 | 31.5821 | 33.2857 | 34.9179 | 36.275 | 37.0679 | 37.5857 | 37.9821 | 37.7393 | 35.7893 | 33.925 | 33.0607 | 32.5 | 31.75 | 31.3179 | 30.6071
Kentucky - Covington | Mar | C | Kentucky - Covington-Mar | 41.5774 | 40.9581 | 40.3742 | 39.7452 | 39.1903 | 38.6452 | 38.0677 | 39.7097 | 41.3194 | 42.9613 | 45.0161 | 47.0806 | 49.1226 | 49.9258 | 50.7226 | 51.5258 | 50.4548 | 49.3935 | 48.2645 | 47.0258 | 45.8258 | 44.6226 | 43.8839 | 43.1742
Kentucky - Covington | Apr | D | Kentucky - Covington-Apr | 49.9533 | 49.1567 | 48.9033 | 48.1233 | 47.2933 | 46.92 | 47.7033 | 51.2667 | 54.0733 | 56.6433 | 58.81 | 60.4133 | 61.7633 | 62.4367 | 62.5067 | 62.5033 | 61.9833 | 60.8767 | 58.6933 | 56.2767 | 54.1533 | 52.8833 | 52 | 50.6833
Kentucky - Covington | May | E | Kentucky - Covington-May | 57.8 | 56.9613 | 56.1484 | 55.2839 | 55.8097 | 56.3 | 56.8452 | 59.7806 | 62.7065 | 65.6323 | 67.1935 | 68.7645 | 70.3097 | 70.8161 | 71.2484 | 71.7452 | 70.5032 | 69.2871 | 68.0484 | 65.7484 | 63.4903 | 61.2161 | 59.9742 | 58.7742
Kentucky - Covington | Jun | F | Kentucky - Covington-Jun | 65.4533 | 64.9233 | 64.37 | 63.7767 | 62.99 | 63.1967 | 65.9567 | 68.5467 | 71.4033 | 74 | 76.6367 | 78.4267 | 79.9433 | 81.21 | 82.4033 | 82.4 | 81.6433 | 80.1367 | 78.3033 | 73.7567 | 70.6067 | 69.0267 | 68.2767 | 66.94
Kentucky - Covington | Jul | G | Kentucky - Covington-Jul | 72.3581 | 71.6419 | 68.7419 | 67.6323 | 66.9806 | 66.9677 | 68.3484 | 70.9258 | 73.971 | 76.0548 | 77.8935 | 79.5806 | 80.7194 | 82.0774 | 82.4774 | 82.9968 | 82.6871 | 81.7194 | 80.071 | 76.9645 | 74.5258 | 73.2 | 72.0677 | 71.0194
Kentucky - Covington | Aug | H | Kentucky - Covington-Aug | 65.8677 | 64.9161 | 66.2613 | 65.4806 | 65.4516 | 64.8968 | 65.9581 | 69.229 | 72.471 | 74.9806 | 76.9806 | 78.9935 | 80.4516 | 81.5419 | 82.3387 | 82.3742 | 81.3742 | 79.3097 | 77.1968 | 74.0226 | 72.3774 | 70.7581 | 69.3839 | 68.4548
Kentucky - Covington | Sep | I | Kentucky - Covington-Sep | 61.8167 | 60.6567 | 60.2967 | 59.8733 | 59.3533 | 58.6067 | 59.14 | 62.37 | 65.62 | 69.14 | 71.4333 | 73.4833 | 74.89 | 75.5933 | 75.87 | 75.8267 | 75.2433 | 73.31 | 70.14 | 67.6 | 65.2633 | 64.1167 | 63.3933 | 62.12
Kentucky - Covington | Oct | J | Kentucky - Covington-Oct | 47.4516 | 46.6645 | 46.1065 | 45.2677 | 44.6968 | 44.4419 | 44.1419 | 46.3065 | 50.2419 | 54.2032 | 57.5323 | 59.9258 | 61.6387 | 62.9129 | 63.4516 | 63.271 | 61.9581 | 58.4161 | 55.0613 | 52.829 | 51.2387 | 50.4613 | 49.4548 | 49.0613
Kentucky - Covington | Nov | K | Kentucky - Covington-Nov | 42.5767 | 41.8333 | 41.0767 | 40.4233 | 40.4767 | 40.13 | 39.6933 | 39.6067 | 41.8933 | 43.9767 | 45.9133 | 47.5867 | 48.5733 | 49.4433 | 49.4367 | 49.1033 | 47.8733 | 45.48 | 44.6567 | 43.5467 | 42.8067 | 42.68 | 42.3033 | 42.15
Kentucky - Covington | Dec | L | Kentucky - Covington-Dec | 32.4968 | 31.7613 | 31.2742 | 30.929 | 30.6935 | 30.5839 | 30.3452 | 30.0839 | 31.2097 | 33.0323 | 34.6774 | 36.229 | 37.0032 | 37.8065 | 37.4645 | 37.4581 | 36.529 | 35.0032 | 34.2871 | 33.8323 | 33.3968 | 33.3161 | 32.7387 | 32.5032
Kentucky - Lexington | Jan | A | Kentucky - Lexington-Jan | 28.9 | 28.4968 | 28.0516 | 27.6516 | 27.2387 | 26.8032 | 26.3968 | 27.1032 | 27.8387 | 28.529 | 30.1581 | 31.8258 | 33.4484 | 33.9226 | 34.3774 | 34.8355 | 33.5065 | 32.1968 | 30.8968 | 30.4774 | 30.0806 | 29.6645 | 29.3484 | 29.0097
Kentucky - Lexington | Feb | B | Kentucky - Lexington-Feb | 29.4464 | 28.7536 | 28.1071 | 27.4286 | 27.1464 | 26.8893 | 26.6393 | 28 | 29.2893 | 30.6464 | 32.5964 | 34.5357 | 36.4821 | 37.2107 | 37.9321 | 38.6429 | 37.225 | 35.8179 | 34.3607 | 33.7 | 33.0393 | 32.4286 | 31.8821 | 31.3607
Kentucky - Lexington | Mar | C | Kentucky - Lexington-Mar | 38.4097 | 37.7548 | 37.0968 | 36.429 | 36.1097 | 35.8258 | 35.5129 | 37.6774 | 39.8677 | 42.0258 | 43.7226 | 45.4097 | 47.1161 | 47.7226 | 48.2903 | 48.9032 | 47.4871 | 46.0903 | 44.6355 | 43.1323 | 41.6097 | 40.1903 | 39.4677 | 38.7516
Kentucky - Lexington | Apr | D | Kentucky - Lexington-Apr | 53.03 | 52.2433 | 51.49 | 50.6933 | 50.0933 | 49.4433 | 48.8033 | 51.6767 | 54.5567 | 57.4267 | 59.58 | 61.74 | 63.9167 | 64.5433 | 65.1567 | 65.8 | 64.7433 | 63.6567 | 62.54 | 60.5 | 58.4967 | 56.5033 | 55.6233 | 54.75
Kentucky - Lexington | May | E | Kentucky - Lexington-May | 58.4387 | 57.3452 | 56.2516 | 55.1645 | 55.6452 | 56.1935 | 56.6871 | 59.6742 | 62.6581 | 65.629 | 67.0032 | 68.4097 | 69.7839 | 70.1194 | 70.4452 | 70.8065 | 69.571 | 68.3161 | 67.0839 | 65.0129 | 62.9774 | 60.9645 | 59.9806 | 58.9968
Kentucky - Lexington | Jun | F | Kentucky - Lexington-Jun | 66.9267 | 66.2 | 64.9833 | 64.4033 | 63.9433 | 64.2733 | 66.9133 | 70.45 | 73.5533 | 75.7033 | 77.7367 | 79.3333 | 80.3733 | 81.4067 | 81.69 | 81.71 | 81.0767 | 79.9133 | 77.9367 | 74.25 | 71.86 | 70.4467 | 69.5233 | 68.2733
Kentucky - Lexington | Jul | G | Kentucky - Lexington-Jul | 70.5871 | 70.0032 | 67.3516 | 66.7419 | 67.1323 | 67.5065 | 67.9258 | 70.6452 | 73.3806 | 76.1032 | 77.5323 | 78.9839 | 80.4129 | 80.329 | 80.1968 | 80.1 | 78.8839 | 77.6677 | 76.4129 | 74.4968 | 72.6613 | 70.7839 | 69.9323 | 69.0871
Kentucky - Lexington | Aug | H | Kentucky - Lexington-Aug | 64.6194 | 63.7774 | 64.8903 | 64.5161 | 64.1548 | 63.3742 | 64.5903 | 68.2613 | 72.0677 | 75.329 | 77.3548 | 79.1613 | 80.2129 | 80.4581 | 81.0742 | 80.9774 | 80.5968 | 79.0194 | 76.1742 | 72.7581 | 71.0871 | 69.7419 | 68.7258 | 67.8258
Kentucky - Lexington | Sep | I | Kentucky - Lexington-Sep | 62.8333 | 62.0867 | 61.8333 | 61.46 | 61.1133 | 60.39 | 60.7533 | 62.98 | 65.6933 | 68.5833 | 70.8133 | 72.4167 | 73.7433 | 73.8667 | 74.1867 | 74.1467 | 73.69 | 71.66 | 68.7967 | 66.9667 | 65.6333 | 64.7 | 64.0867 | 63.3033
Kentucky - Lexington | Oct | J | Kentucky - Lexington-Oct | 51.6581 | 51.0129 | 50.4 | 49.7484 | 49.4355 | 49.1516 | 48.8387 | 52.1129 | 55.4129 | 58.7032 | 60.7129 | 62.7097 | 64.7097 | 64.9097 | 65.071 | 65.2774 | 62.9548 | 60.6516 | 58.2581 | 56.9548 | 55.6677 | 54.3839 | 53.3774 | 52.3581
Kentucky - Lexington | Nov | K | Kentucky - Lexington-Nov | 43.1133 | 42.46 | 41.83 | 41.1567 | 40.5167 | 39.8933 | 39.2333 | 41.6233 | 43.9733 | 46.3733 | 48.5133 | 50.64 | 52.7867 | 53.1333 | 53.4633 | 53.8067 | 51.7 | 49.6367 | 47.51 | 46.58 | 45.6667 | 44.7433 | 43.92 | 43.13
Kentucky - Lexington | Dec | L | Kentucky - Lexington-Dec | 32.9161 | 32.6484 | 32.3613 | 32.1 | 31.7645 | 31.4645 | 31.1419 | 32.1903 | 33.2452 | 34.3032 | 36.0581 | 37.7581 | 39.5226 | 39.8387 | 40.1548 | 40.4935 | 39.2387 | 38.0032 | 36.7677 | 36.0839 | 35.4323 | 34.7452 | 34.2613 | 33.7935
Kentucky - Louisville | Jan | A | Kentucky - Louisville-Jan | 29.1484 | 28.5774 | 28.4806 | 28.1129 | 27.8968 | 27.5839 | 27.5581 | 27.6129 | 28.4581 | 30.6323 | 32.6355 | 34.3613 | 35.8871 | 36.9032 | 37.7581 | 37.7613 | 36.6677 | 34.7839 | 33.429 | 32.7935 | 32.1677 | 31.5581 | 30.6548 | 29.9968
Kentucky - Louisville | Feb | B | Kentucky - Louisville-Feb | 31.8107 | 31.5929 | 31.2214 | 30.7 | 30.4393 | 30.3714 | 30.0107 | 29.5429 | 30.6393 | 32.1036 | 33.8357 | 35.2571 | 36.7429 | 38.2429 | 38.6679 | 38.8786 | 38.4821 | 37.1714 | 35.5464 | 34.3929 | 33.3464 | 32.8071 | 32.1464 | 31.6679
Kentucky - Louisville | Mar | C | Kentucky - Louisville-Mar | 43 | 42.1871 | 41.329 | 40.5065 | 40.1194 | 39.7387 | 39.3581 | 41.4645 | 43.5839 | 45.7097 | 47.771 | 49.8129 | 51.8677 | 52.8194 | 53.7226 | 54.6613 | 53.4935 | 52.3516 | 51.1452 | 49.4548 | 47.8 | 46.1548 | 45.2258 | 44.2903
Kentucky - Louisville | Apr | D | Kentucky - Louisville-Apr | 53.3467 | 52.62 | 51.9767 | 51.2533 | 50.74 | 50.3267 | 49.8133 | 52.5567 | 55.3067 | 58.0367 | 60.41 | 62.7633 | 65.14 | 65.9 | 66.6367 | 67.4167 | 66.03 | 64.6933 | 63.3167 | 61.34 | 59.4167 | 57.4667 | 56.2267 | 55.04
Kentucky - Louisville | May | E | Kentucky - Louisville-May | 62.1032 | 60.8548 | 60.1065 | 59.4258 | 59.0484 | 58.7548 | 60.4097 | 63.3 | 66.1613 | 68.8419 | 70.7613 | 72.2613 | 73.429 | 74.1323 | 74.2355 | 74.2 | 73.5194 | 72.8097 | 71.1774 | 68.8613 | 66.8097 | 65.529 | 64.4742 | 63.2419
Kentucky - Louisville | Jun | F | Kentucky - Louisville-Jun | 68.41 | 67.6667 | 66.9967 | 66.2533 | 66.6167 | 67 | 67.3533 | 70.54 | 73.72 | 76.8967 | 78.5933 | 80.34 | 82.0367 | 82.53 | 82.97 | 83.4567 | 82.34 | 81.2467 | 80.0567 | 77.47 | 74.9567 | 72.4267 | 71.19 | 69.97
Kentucky - Louisville | Jul | G | Kentucky - Louisville-Jul | 74.0419 | 73.1226 | 70.1355 | 69.4419 | 69.0194 | 68.529 | 70.2097 | 73.3484 | 76.4065 | 79.3 | 81.6581 | 83.5032 | 84.6839 | 84.771 | 85.2548 | 84.8 | 84.2065 | 83.2 | 81.8968 | 79.0871 | 76.8871 | 75.1387 | 73.7419 | 72.3323
Kentucky - Louisville | Aug | H | Kentucky - Louisville-Aug | 68.0097 | 67.2032 | 68.8839 | 68.571 | 67.9968 | 67.6774 | 68.0871 | 70.571 | 73.5065 | 76.4677 | 78.6968 | 80.7097 | 82.3742 | 83.4452 | 84.0097 | 83.7323 | 83.1323 | 81.4806 | 79.9355 | 77.2323 | 75.4742 | 73.7516 | 72.429 | 71.3548
Kentucky - Louisville | Sep | I | Kentucky - Louisville-Sep | 65.05 | 64.34 | 63.6367 | 62.93 | 62.21 | 61.68 | 61.5367 | 63.7967 | 66.7733 | 69.62 | 72.1833 | 74.14 | 74.7567 | 76.1467 | 76.34 | 75.5867 | 74.8767 | 73.25 | 70.8267 | 68.93 | 67.5767 | 66.6067 | 65.8 | 65.37
Kentucky - Louisville | Oct | J | Kentucky - Louisville-Oct | 52.3581 | 51.1645 | 50.1129 | 49.7097 | 49.271 | 49.1258 | 48.9129 | 49.971 | 53.5935 | 57.7452 | 61.7839 | 64.1677 | 66.1194 | 67.4129 | 68 | 68.1032 | 67.3871 | 64.6323 | 61.6194 | 58.8903 | 56.8161 | 55.0968 | 53.9323 | 52.671
Kentucky - Louisville | Nov | K | Kentucky - Louisville-Nov | 44.26 | 43.4833 | 42.9867 | 42.6033 | 41.8933 | 41.4367 | 41.2467 | 41.3833 | 43.3567 | 46.0033 | 48.54 | 51.22 | 52.7467 | 53.87 | 54.5233 | 54.55 | 52.98 | 50.8767 | 49.6667 | 48.3533 | 47.0433 | 45.9333 | 45.23 | 44.5267
Kentucky - Louisville | Dec | L | Kentucky - Louisville-Dec | 36.6194 | 36.2258 | 35.971 | 35.4065 | 35.2581 | 34.9194 | 34.6742 | 34.6355 | 35.5839 | 36.9839 | 39.0613 | 40.6387 | 42.3452 | 43.3806 | 43.7419 | 43.6387 | 42.4645 | 40.4355 | 39.5645 | 38.771 | 37.9645 | 37.5645 | 36.9806 | 36.1871
Louisiana - Baton Rouge | Jan | A | Louisiana - Baton Rouge-Jan | 48.7774 | 48.5032 | 48.2 | 47.9161 | 47.6613 | 47.3903 | 48.4484 | 49.5194 | 50.5645 | 52.9774 | 55.3806 | 57.7903 | 58.5839 | 59.3742 | 60.1677 | 58.5419 | 56.9258 | 55.3065 | 53.9903 | 52.6968 | 51.4097 | 50.7968 | 50.1839 | 49.5871
Louisiana - Baton Rouge | Feb | B | Louisiana - Baton Rouge-Feb | 49.3107 | 48.7179 | 48.1286 | 47.6571 | 47.1786 | 46.7 | 47.9964 | 49.2 | 50.4321 | 53.175 | 55.9143 | 58.6536 | 59.3964 | 60.1464 | 60.9036 | 59.4071 | 57.9607 | 56.4857 | 55.1 | 53.7536 | 52.4214 | 51.4821 | 50.625 | 49.7393
Louisiana - Baton Rouge | Mar | C | Louisiana - Baton Rouge-Mar | 53.7903 | 53.0581 | 52.3323 | 51.8516 | 51.371 | 50.8903 | 52.5839 | 54.2645 | 55.9355 | 58.6 | 61.2645 | 63.9323 | 65.0935 | 66.2548 | 67.4097 | 65.8806 | 64.3419 | 62.8032 | 60.8484 | 58.9677 | 57.0355 | 56.2742 | 55.5323 | 54.7677
Louisiana - Baton Rouge | Apr | D | Louisiana - Baton Rouge-Apr | 61.3933 | 60.4667 | 59.8033 | 59.1433 | 58.4333 | 58.1167 | 60.21 | 63.72 | 67.9433 | 71.19 | 72.9633 | 74.46 | 75.99 | 76.41 | 76.3733 | 75.8667 | 74.8267 | 72.9067 | 69.9467 | 67.5467 | 66.12 | 64.76 | 63.81 | 63.0067
Louisiana - Baton Rouge | May | E | Louisiana - Baton Rouge-May | 67.4581 | 66.8419 | 66.2323 | 65.9613 | 65.7258 | 65.4516 | 68.6968 | 71.9065 | 75.1548 | 76.6548 | 78.1581 | 79.6581 | 80.1903 | 80.6516 | 81.171 | 80.1452 | 79.1452 | 78.1161 | 75.8452 | 73.5871 | 71.3 | 70.1871 | 69.1419 | 68.0323
Louisiana - Baton Rouge | Jun | F | Louisiana - Baton Rouge-Jun | 73.3867 | 72.83 | 72.2133 | 71.97 | 71.7433 | 71.49 | 75.0033 | 78.5467 | 82.0867 | 83.68 | 85.2933 | 86.9033 | 86.99 | 87.0867 | 87.18 | 85.4533 | 83.79 | 82.06 | 80.3133 | 78.6233 | 76.89 | 75.95 | 75.0433 | 74.1233
Louisiana - Baton Rouge | Jul | G | Louisiana - Baton Rouge-Jul | 77.0387 | 76.6871 | 73.6194 | 73.329 | 73.0645 | 72.7323 | 76.1903 | 79.6645 | 83.0903 | 84.5581 | 86.0387 | 87.5161 | 87.2097 | 86.8516 | 86.5742 | 85.1355 | 83.7387 | 82.3 | 80.6581 | 79.0419 | 77.3935 | 76.5903 | 75.8484 | 75.0452
Louisiana - Baton Rouge | Aug | H | Louisiana - Baton Rouge-Aug | 72.6903 | 72.1129 | 74.2097 | 73.7355 | 73.5387 | 73.2613 | 75.7323 | 79.4194 | 83.0742 | 85.4613 | 87.3129 | 87.7355 | 87.4516 | 86.7903 | 86.8258 | 85.5065 | 84.1935 | 83.5548 | 81.2 | 79.371 | 78.2 | 77.3097 | 76.4419 | 75.8258
Louisiana - Baton Rouge | Sep | I | Louisiana - Baton Rouge-Sep | 70.4133 | 69.86 | 69.27 | 69.0033 | 68.7667 | 68.51 | 71.4233 | 74.3833 | 77.3067 | 79.3133 | 81.2733 | 83.2667 | 83.65 | 83.9833 | 84.3567 | 82.53 | 80.68 | 78.86 | 76.9433 | 75.0867 | 73.2 | 72.3833 | 71.6133 | 70.79
Louisiana - Baton Rouge | Oct | J | Louisiana - Baton Rouge-Oct | 61.2 | 60.0226 | 59.2484 | 58.7742 | 58.8516 | 58.6806 | 59.429 | 63.5839 | 68.371 | 72.2 | 75.1065 | 77.2 | 78.2613 | 78.9903 | 79.2742 | 78.6968 | 76.5419 | 71.9806 | 69.2194 | 67.1968 | 66.0194 | 64.7387 | 63.3032 | 62.2484
Louisiana - Baton Rouge | Nov | K | Louisiana - Baton Rouge-Nov | 55.7567 | 55.25 | 54.9633 | 54.33 | 54.19 | 53.8733 | 53.9033 | 56.6767 | 60.84 | 65.3533 | 68.9467 | 71.3633 | 72.7533 | 73.17 | 73.2933 | 72.4867 | 69.5967 | 65.3567 | 62.7833 | 61.03 | 59.51 | 58.2933 | 56.9967 | 56.2933
Louisiana - Baton Rouge | Dec | L | Louisiana - Baton Rouge-Dec | 48.1484 | 47.5516 | 47.1871 | 46.6548 | 46.5806 | 46.1581 | 46.3839 | 47.771 | 51.1161 | 54.2226 | 57.0742 | 59.0161 | 60.3774 | 60.8355 | 60.7097 | 60.2065 | 58.0935 | 55.6968 | 53.8871 | 52.7774 | 51.4968 | 50.7 | 49.9613 | 49.3452
Louisiana - Lake Charles | Jan | A | Louisiana - Lake Charles-Jan | 45.0419 | 44.6161 | 44.2161 | 43.9194 | 43.6452 | 43.3613 | 44.1871 | 44.9968 | 45.8258 | 47.9742 | 50.0903 | 52.2226 | 53.1903 | 54.1806 | 55.1452 | 53.7194 | 52.2968 | 50.8645 | 49.7871 | 48.6968 | 47.629 | 46.9968 | 46.4032 | 45.7935
Louisiana - Lake Charles | Feb | B | Louisiana - Lake Charles-Feb | 47.5071 | 46.975 | 46.4107 | 45.8643 | 45.3643 | 44.8071 | 46.1107 | 47.4214 | 48.7357 | 51.0893 | 53.4 | 55.75 | 56.825 | 57.8643 | 58.9321 | 57.6286 | 56.3536 | 55.0464 | 53.2643 | 51.5 | 49.7714 | 49.0821 | 48.3857 | 47.6893
Louisiana - Lake Charles | Mar | C | Louisiana - Lake Charles-Mar | 55.529 | 55.1516 | 54.8258 | 54.4194 | 54.229 | 54.171 | 54.4742 | 56.8161 | 59.3355 | 61.8839 | 64.3226 | 65.9548 | 67.7032 | 68.7903 | 68.6806 | 68.2452 | 66.7419 | 64.4581 | 60.9871 | 59.2774 | 58.129 | 57.3613 | 56.5903 | 56.2032
Louisiana - Lake Charles | Apr | D | Louisiana - Lake Charles-Apr | 63.1 | 62.6533 | 62.4967 | 61.9267 | 61.8533 | 61.8033 | 63.82 | 67.0133 | 69.4933 | 71.5833 | 73.03 | 74.3567 | 75.5167 | 75.9267 | 75.7433 | 75.3633 | 74.2667 | 72.4833 | 69.44 | 67.44 | 66.3367 | 65.6333 | 64.83 | 64.45
Louisiana - Lake Charles | May | E | Louisiana - Lake Charles-May | 69.3806 | 69.0226 | 68.2258 | 67.9258 | 67.5065 | 67.7839 | 71.2194 | 74.9387 | 77.0452 | 79.0774 | 80.571 | 81.9355 | 83.171 | 83.5 | 83.3548 | 83.1258 | 81.8226 | 80.2065 | 76.9194 | 74.5484 | 72.8645 | 71.9387 | 71.0484 | 70.2968
Louisiana - Lake Charles | Jun | F | Louisiana - Lake Charles-Jun | 74.6167 | 74.1467 | 73.9 | 73.4533 | 73.4133 | 73.59 | 76.7433 | 79.9733 | 81.9533 | 83.17 | 84.6633 | 85.8533 | 85.7567 | 86.0867 | 85.5867 | 85.8767 | 84.5033 | 82.6767 | 80.68 | 78.42 | 77.44 | 76.1567 | 75.6533 | 75.1067
Louisiana - Lake Charles | Jul | G | Louisiana - Lake Charles-Jul | 78.4903 | 78.0774 | 75.3419 | 74.9935 | 74.7097 | 74.8839 | 77.5323 | 80.8194 | 83.0774 | 85.0258 | 86.0677 | 86.4742 | 87.1742 | 87.2258 | 87.2806 | 86.7387 | 84.4194 | 83.1419 | 80.7452 | 78.5097 | 77.7032 | 76.9387 | 76.6129 | 76.2
Louisiana - Lake Charles | Aug | H | Louisiana - Lake Charles-Aug | 73.5419 | 73.2 | 75.1677 | 74.9129 | 74.5516 | 74.3065 | 75.9452 | 79.2871 | 82.2935 | 84.7097 | 86.2161 | 87.0581 | 86.9774 | 87.2839 | 87.771 | 87.3677 | 86.1581 | 84.2516 | 80.671 | 78.7516 | 78.0226 | 77.2097 | 76.8258 | 76.4613
Louisiana - Lake Charles | Sep | I | Louisiana - Lake Charles-Sep | 71.9967 | 71.6333 | 71.5433 | 71.1033 | 70.7667 | 70.5033 | 71.5867 | 75.4 | 78.8967 | 81.46 | 83.4267 | 85.02 | 85.8633 | 86.2567 | 85.9433 | 84.7967 | 82.2567 | 79.2067 | 76.31 | 74.8133 | 73.8967 | 73.3867 | 72.8 | 72.32
Louisiana - Lake Charles | Oct | J | Louisiana - Lake Charles-Oct | 62.5903 | 62.1581 | 61.4774 | 60.9419 | 60.1161 | 59.8484 | 60.6774 | 64.5839 | 68.6548 | 72.3 | 75.0968 | 76.7258 | 77.2839 | 77.7645 | 77.5161 | 76.5452 | 74.2 | 69.4839 | 66.929 | 65.6032 | 64.971 | 63.9484 | 63.1903 | 62.7677
Louisiana - Lake Charles | Nov | K | Louisiana - Lake Charles-Nov | 57 | 56.3433 | 55.5933 | 55.1867 | 54.4867 | 54.65 | 54.96 | 57.3567 | 60.8333 | 64.32 | 66.73 | 68.4767 | 69.75 | 70.61 | 70.5467 | 69.79 | 67.11 | 63.2167 | 60.8833 | 60.01 | 59.02 | 57.9433 | 57.2 | 57.0033
Louisiana - Lake Charles | Dec | L | Louisiana - Lake Charles-Dec | 48.8839 | 48.5161 | 48.3065 | 48.129 | 47.871 | 47.1935 | 47.5355 | 48.2581 | 51.1355 | 53.6097 | 56.1032 | 57.9323 | 59.3516 | 60.0613 | 60.6548 | 59.7581 | 57.6323 | 54.3806 | 52.8613 | 52.1419 | 51.1935 | 50.6484 | 50.0806 | 49.7
Louisiana - New Orleans | Jan | A | Louisiana - New Orleans-Jan | 49.8774 | 49.7419 | 49.7065 | 49.5935 | 49.1161 | 48.8161 | 48.7774 | 50.0968 | 53.3161 | 56.0903 | 58.1516 | 59.6935 | 60.8387 | 61.1387 | 61 | 60.4065 | 58.0355 | 55.6774 | 53.8871 | 53.0774 | 52.6419 | 52.3774 | 51.529 | 51.0968
Louisiana - New Orleans | Feb | B | Louisiana - New Orleans-Feb | 49.0357 | 48.5929 | 48.0929 | 47.7536 | 47.4179 | 47.0679 | 48.6357 | 50.1893 | 51.7714 | 53.8143 | 55.8464 | 57.9071 | 58.5214 | 59.2 | 59.8036 | 58.3714 | 56.9429 | 55.4893 | 54.0786 | 52.6643 | 51.2679 | 50.5393 | 49.8321 | 49.0929
Louisiana - New Orleans | Mar | C | Louisiana - New Orleans-Mar | 55.8032 | 55.2613 | 54.7387 | 54.1548 | 53.5742 | 52.9677 | 55.2742 | 57.5581 | 59.8323 | 61.6323 | 63.3871 | 65.1742 | 65.9968 | 66.8548 | 67.6742 | 66.5097 | 65.3161 | 64.1645 | 62.1806 | 60.3161 | 58.4226 | 57.7516 | 57.1581 | 56.5226
Louisiana - New Orleans | Apr | D | Louisiana - New Orleans-Apr | 63.7167 | 62.8433 | 62.0267 | 61.7567 | 61.43 | 61.18 | 64.5633 | 67.9533 | 70.07 | 72.0167 | 73.6733 | 75.01 | 75.64 | 76.34 | 76.3067 | 76.0767 | 75 | 72.4467 | 69.6767 | 68.0167 | 66.9867 | 65.92 | 65.0433 | 64.6133
Louisiana - New Orleans | May | E | Louisiana - New Orleans-May | 69.8065 | 68.9097 | 68.1065 | 67.5452 | 67.4258 | 68.3065 | 73.2452 | 75.7548 | 77.5677 | 79.1226 | 80.2484 | 81.5097 | 81.9742 | 82.1613 | 81.7097 | 81.4097 | 80.8774 | 79.2065 | 76.1677 | 74.2032 | 73.0484 | 72.1548 | 71.0871 | 70.2645
Louisiana - New Orleans | Jun | F | Louisiana - New Orleans-Jun | 74.2767 | 73.4633 | 73.0067 | 72.3133 | 72.13 | 73.8033 | 80.2367 | 82.9433 | 84.5 | 85.77 | 86.5467 | 87.0633 | 87.39 | 86.0233 | 86.5967 | 85.4167 | 84.49 | 82.8333 | 79.9367 | 77.9667 | 77.04 | 76.3567 | 75.66 | 75.1767
Louisiana - New Orleans | Jul | G | Louisiana - New Orleans-Jul | 78.8323 | 78.3323 | 75.2645 | 75.2097 | 75.1677 | 75.1032 | 78.4548 | 81.7903 | 85.1516 | 85.9452 | 86.7355 | 87.5258 | 87.871 | 88.1226 | 88.4387 | 87.3839 | 86.3742 | 85.3194 | 83.2323 | 81.2194 | 79.1968 | 78.4452 | 77.7548 | 77.0032
Louisiana - New Orleans | Aug | H | Louisiana - New Orleans-Aug | 72.9226 | 72.4258 | 74.4065 | 74.0774 | 73.7742 | 73.4065 | 76.6516 | 79.9097 | 83.1645 | 84.1742 | 85.2419 | 86.2419 | 86.2323 | 86.2355 | 86.229 | 85.0806 | 83.929 | 82.771 | 81.0419 | 79.3323 | 77.6452 | 77.0548 | 76.5161 | 75.9355
Louisiana - New Orleans | Sep | I | Louisiana - New Orleans-Sep | 73.1333 | 72.3533 | 71.87 | 71.7067 | 71.48 | 71.1633 | 73.9633 | 77.4867 | 79.6767 | 81.39 | 82.1133 | 83.23 | 83.8033 | 84.4 | 84.22 | 83.2667 | 81.4667 | 78.42 | 75.8567 | 74.99 | 74.3433 | 73.66 | 73.1933 | 73.3467
Louisiana - New Orleans | Oct | J | Louisiana - New Orleans-Oct | 63.9871 | 63.3226 | 62.6161 | 62.3097 | 62.0194 | 61.7194 | 64.5452 | 67.3387 | 70.1516 | 71.7613 | 73.3903 | 75.0065 | 75.4097 | 75.7968 | 76.2065 | 73.9226 | 71.6097 | 69.3323 | 68.0548 | 66.7613 | 65.4839 | 65.129 | 64.771 | 64.4258
Louisiana - New Orleans | Nov | K | Louisiana - New Orleans-Nov | 57.39 | 57.04 | 56.3967 | 56.04 | 55.66 | 55.8267 | 56.5 | 59.9633 | 62.74 | 65.2633 | 67.06 | 68.23 | 69.19 | 69.37 | 69.7433 | 68.5733 | 65.51 | 61.8967 | 60.86 | 60.0733 | 59.3233 | 59.1567 | 58.4433 | 57.7433
Louisiana - New Orleans | Dec | L | Louisiana - New Orleans-Dec | 51.6677 | 51.3419 | 51.171 | 51.0581 | 51.0806 | 50.6129 | 49.771 | 51.4839 | 54.5419 | 56.771 | 58.5871 | 59.9806 | 60.1129 | 60.8839 | 60.9742 | 59.9355 | 57.2645 | 55.0613 | 53.7742 | 53.1065 | 52.7774 | 52.271 | 52.3548 | 52.1032
Louisiana - Shrevport | Jan | A | Louisiana - Shrevport-Jan | 42.7613 | 42.1032 | 41.5129 | 41.0839 | 40.6774 | 40.2194 | 41.3161 | 42.3548 | 43.4323 | 46.1935 | 48.9097 | 51.6581 | 53.1194 | 54.5516 | 56.029 | 54.5355 | 53.0484 | 51.5742 | 49.9355 | 48.3194 | 46.7387 | 45.7806 | 44.8484 | 43.9097
Louisiana - Shrevport | Feb | B | Louisiana - Shrevport-Feb | 44.1429 | 43.4143 | 42.6607 | 42.2536 | 41.8464 | 41.4214 | 42.0893 | 42.7929 | 43.4893 | 46.025 | 48.5321 | 51.075 | 52.3429 | 53.6643 | 54.9429 | 54.0036 | 53.05 | 52.1357 | 50.3643 | 48.6286 | 46.9464 | 46.0429 | 45.1786 | 44.3
Louisiana - Shrevport | Mar | C | Louisiana - Shrevport-Mar | 53.9774 | 53.0419 | 52.1226 | 51.5 | 50.9129 | 50.2645 | 53.0065 | 55.7903 | 58.5484 | 61.4774 | 64.4548 | 67.3871 | 68.1452 | 68.8935 | 69.6419 | 68.4032 | 67.1387 | 65.8903 | 63.1968 | 60.5129 | 57.8484 | 57.0194 | 56.2323 | 55.4323
Louisiana - Shrevport | Apr | D | Louisiana - Shrevport-Apr | 61.2733 | 60.5467 | 59.2133 | 58.5933 | 57.91 | 57.4367 | 59.82 | 62.71 | 65.4867 | 68.4767 | 70.8 | 72.55 | 74.3133 | 75.38 | 76.4133 | 75.97 | 74.9167 | 72.6867 | 68.2467 | 65.81 | 64.42 | 63.6267 | 62.5467 | 62.2533
Louisiana - Shrevport | May | E | Louisiana - Shrevport-May | 66.5194 | 65.9097 | 64.9452 | 64.5903 | 64.2226 | 64.2677 | 67.371 | 70.0677 | 72.9677 | 75.4129 | 77.5032 | 78.8548 | 79.9903 | 80.6677 | 79.7097 | 79.329 | 78.8226 | 77.229 | 74.3516 | 71.1903 | 69.3097 | 68.3903 | 67.6387 | 67.1935
Louisiana - Shrevport | Jun | F | Louisiana - Shrevport-Jun | 71.8967 | 71.5 | 71.0067 | 70.2167 | 69.8467 | 70.2767 | 73.67 | 76.87 | 80.1467 | 82.6267 | 84.5167 | 86.0067 | 86.6767 | 86.8133 | 86.92 | 86.4033 | 84.8033 | 83.0067 | 80.2367 | 76.6433 | 75.0567 | 74.1033 | 73.26 | 72.8333
Louisiana - Shrevport | Jul | G | Louisiana - Shrevport-Jul | 78.3935 | 77.5645 | 74.7355 | 74.3935 | 73.6742 | 73.2194 | 75.6581 | 78.5677 | 81.3355 | 83.3613 | 84.9355 | 86.1387 | 87.7968 | 89.1194 | 89.1903 | 88.8903 | 88.0645 | 86.9968 | 83.5968 | 80.6129 | 79.0258 | 78.1387 | 77.3806 | 76.5
Louisiana - Shrevport | Aug | H | Louisiana - Shrevport-Aug | 72.6452 | 72.071 | 73.9226 | 73.5839 | 73.2742 | 72.8839 | 75.771 | 78.6194 | 81.4871 | 83.6452 | 85.7774 | 87.9387 | 88.2484 | 88.4742 | 88.7806 | 87.2871 | 85.7419 | 84.2419 | 82.1516 | 80.1226 | 78.1 | 77.2581 | 76.4419 | 75.629
Louisiana - Shrevport | Sep | I | Louisiana - Shrevport-Sep | 68.8533 | 68.3233 | 67.73 | 66.91 | 66.8133 | 66.36 | 67.78 | 71.44 | 75.53 | 79.2933 | 81.87 | 83.7767 | 84.4967 | 84.86 | 84.84 | 83.7633 | 82.4467 | 79.45 | 76.1 | 74.1867 | 72.3433 | 71.2833 | 70.4533 | 69.4267
Louisiana - Shrevport | Oct | J | Louisiana - Shrevport-Oct | 59.9258 | 58.8516 | 57.8516 | 56.6742 | 55.8548 | 55.1194 | 55.4161 | 60.329 | 65.2806 | 70.0194 | 72.9677 | 75.5258 | 76.9161 | 77.7129 | 77.9516 | 77.3548 | 75.4548 | 70.7387 | 66.9097 | 64.9935 | 63.529 | 62.6032 | 61.4742 | 60.629
Louisiana - Shrevport | Nov | K | Louisiana - Shrevport-Nov | 51.51 | 51.0633 | 50.9533 | 50.79 | 50.5533 | 49.9933 | 49.9933 | 51.79 | 54.7833 | 57.7233 | 60.24 | 61.2233 | 62.7733 | 63.1667 | 63.35 | 62.3433 | 59.6467 | 56.4533 | 54.2567 | 53.4967 | 53.2033 | 52.2567 | 51.84 | 51.42
Louisiana - Shrevport | Dec | L | Louisiana - Shrevport-Dec | 44.4968 | 43.9226 | 43.3129 | 42.7581 | 42.2161 | 41.6258 | 43.029 | 44.4258 | 45.8581 | 48.7871 | 51.6871 | 54.6129 | 55.6581 | 56.7258 | 57.771 | 55.3645 | 52.9645 | 50.5645 | 49.5226 | 48.5323 | 47.4839 | 46.8065 | 46.1581 | 45.4871
Maine - Caribou | Jan | A | Maine - Caribou-Jan | 7.5774 | 7.2097 | 6.6065 | 6.3645 | 6.0065 | 5.8097 | 5.229 | 5.4871 | 6.8774 | 9.8129 | 12.0548 | 14.2613 | 15.5097 | 16.671 | 16.9774 | 15.5613 | 14.1323 | 13.5097 | 12.4065 | 11.6645 | 10.9484 | 9.6839 | 9 | 8.3613
Maine - Caribou | Feb | B | Maine - Caribou-Feb | 9.8857 | 9.4286 | 8.9536 | 8.5 | 8.4714 | 8.45 | 8.4786 | 10.1929 | 11.8929 | 13.6107 | 15.4143 | 17.2286 | 19.0286 | 19.1929 | 19.3536 | 19.5143 | 18.1964 | 16.9036 | 15.5714 | 14.7071 | 13.8286 | 12.9893 | 11.8893 | 10.8393
Maine - Caribou | Mar | C | Maine - Caribou-Mar | 21.4419 | 20.6032 | 19.8194 | 19.0194 | 18.2194 | 18.071 | 18.5806 | 20.7129 | 22.6871 | 25.1194 | 27.1258 | 28.5677 | 29.8516 | 30.8903 | 31.2516 | 30.829 | 29.7742 | 28.4258 | 26.829 | 25.871 | 24.9323 | 24.029 | 23.0774 | 22.2032
Maine - Caribou | Apr | D | Maine - Caribou-Apr | 31.1133 | 30.6 | 30.08 | 29.5533 | 30.45 | 31.3467 | 32.2433 | 34.27 | 36.2667 | 38.2767 | 39.55 | 40.8467 | 42.1467 | 42.37 | 42.5767 | 42.7967 | 41.22 | 39.6433 | 38.0367 | 36.84 | 35.68 | 34.54 | 33.6267 | 32.8267
Maine - Caribou | May | E | Maine - Caribou-May | 45.8097 | 44.9871 | 44.0613 | 43.2161 | 42.2742 | 44.1097 | 46.9097 | 49.8839 | 52.6387 | 54.7484 | 56.5774 | 58.7806 | 60.0484 | 60.7419 | 61.2677 | 60.671 | 60.1742 | 58.6065 | 55.3419 | 53.1677 | 50.8161 | 49.2129 | 47.9226 | 47.1161
Maine - Caribou | Jun | F | Maine - Caribou-Jun | 53.3167 | 52.5833 | 52.0433 | 51.38 | 52.46 | 54.3633 | 56.68 | 58.85 | 61.2 | 63.2133 | 64.8467 | 65.9267 | 67.4433 | 67.7567 | 68.13 | 68.2733 | 68.0233 | 66.1867 | 64.15 | 61.1033 | 59.39 | 57.1567 | 55.7567 | 54.5733
Maine - Caribou | Jul | G | Maine - Caribou-Jul | 62.1323 | 61.6516 | 59.1935 | 58.6968 | 58.1065 | 58.9 | 61.3452 | 63.671 | 66.0419 | 68.5484 | 70.1645 | 71.4226 | 72.2484 | 73.2645 | 73.5839 | 72.6935 | 71.4968 | 70.0935 | 67.5677 | 65.3935 | 63.9806 | 62.3742 | 61.3032 | 60.7774
Maine - Caribou | Aug | H | Maine - Caribou-Aug | 54.5226 | 53.4677 | 54.7419 | 54.1516 | 53.8032 | 54.8097 | 57.2871 | 60.0355 | 62.9613 | 65.271 | 67.0194 | 68.7 | 69.6774 | 70.3258 | 70.8097 | 70.5516 | 69.7516 | 67.6194 | 64.3677 | 62.2258 | 60.4581 | 59.0032 | 57.9258 | 57.0806
Maine - Caribou | Sep | I | Maine - Caribou-Sep | 50.09 | 49.68 | 49.2767 | 48.85 | 49.24 | 49.6567 | 50.0867 | 52.5367 | 54.9967 | 57.4533 | 58.7267 | 59.9967 | 61.2633 | 61.3667 | 61.4167 | 61.5233 | 59.71 | 57.9067 | 56.0333 | 54.7567 | 53.46 | 52.1833 | 51.4033 | 50.64
Maine - Caribou | Oct | J | Maine - Caribou-Oct | 40.4387 | 39.771 | 39.1258 | 38.4355 | 38.7097 | 39 | 39.3065 | 41.6806 | 44.0258 | 46.3806 | 47.6935 | 49.0355 | 50.3613 | 49.9194 | 49.529 | 49.0968 | 47.571 | 46.0065 | 44.4903 | 43.6903 | 42.9387 | 42.1387 | 41.6355 | 41.1129
Maine - Caribou | Nov | K | Maine - Caribou-Nov | 29.8633 | 29.68 | 29.5033 | 29.32 | 29.24 | 29.1633 | 29.0967 | 30.35 | 31.6067 | 32.8667 | 34.0633 | 35.2367 | 36.4267 | 35.8567 | 35.3333 | 34.78 | 33.55 | 32.3067 | 31.07 | 30.4833 | 29.91 | 29.3633 | 29.08 | 28.7967
Maine - Caribou | Dec | L | Maine - Caribou-Dec | 14.5581 | 14.3548 | 14.1903 | 13.9258 | 14.5387 | 14.1355 | 14.0839 | 14.3645 | 15.8774 | 17.6161 | 19.1935 | 20.5484 | 21.3742 | 21.8032 | 21.6419 | 21.2581 | 20.0194 | 18.9484 | 18.2 | 17.6839 | 17.4581 | 16.6903 | 16.0484 | 15.7516
Maine - Portland | Jan | A | Maine - Portland-Jan | 18.9516 | 18.5581 | 17.6484 | 16.9903 | 16.3419 | 15.9968 | 16.0645 | 16.7871 | 19.2548 | 22.4323 | 25.7129 | 27.4032 | 28.8 | 29.3774 | 29.429 | 28.7613 | 27.0903 | 26.1194 | 25.1032 | 24.0258 | 22.7387 | 21.5806 | 20.8806 | 20.0935
Maine - Portland | Feb | B | Maine - Portland-Feb | 19.9821 | 19.3321 | 18.6464 | 17.9964 | 17.5929 | 17.1321 | 16.7321 | 19.7857 | 22.8464 | 25.9143 | 27.5286 | 29.0964 | 30.7036 | 30.8429 | 30.9429 | 31.0714 | 29.45 | 27.8464 | 26.1179 | 24.9821 | 23.8821 | 22.7536 | 21.7357 | 20.7464
Maine - Portland | Mar | C | Maine - Portland-Mar | 29.2484 | 28.3871 | 28.0484 | 27.4548 | 26.5645 | 26.1452 | 27.2968 | 30.4742 | 32.5323 | 34.7355 | 36.3935 | 37.6258 | 38.3355 | 38.6581 | 38.6935 | 38.5065 | 37.4742 | 35.7484 | 34.5484 | 33.4484 | 32.4419 | 31.971 | 31.4258 | 30.671
Maine - Portland | Apr | D | Maine - Portland-Apr | 39.7567 | 39.08 | 38.4167 | 37.7367 | 39.41 | 41.0967 | 42.7933 | 45.4767 | 48.1533 | 50.8233 | 51.47 | 52.1133 | 52.75 | 52.0533 | 51.36 | 50.66 | 48.85 | 47.02 | 45.16 | 44.1767 | 43.1667 | 42.1833 | 41.4 | 40.6067
Maine - Portland | May | E | Maine - Portland-May | 46.2516 | 45.8645 | 45.4839 | 45.0839 | 47.2129 | 49.4194 | 51.6355 | 54.0484 | 56.4194 | 58.8548 | 59.1516 | 59.4452 | 59.7323 | 58.7677 | 57.8 | 56.8387 | 55.2839 | 53.7194 | 52.1258 | 50.9742 | 49.8387 | 48.7032 | 47.9258 | 47.1774
Maine - Portland | Jun | F | Maine - Portland-Jun | 56.0533 | 54.9267 | 54.1733 | 53.5067 | 53.9667 | 56.9633 | 60.4433 | 63.9333 | 66.9567 | 69.0367 | 70.6633 | 71.8167 | 71.9333 | 72.0233 | 71.2567 | 70.4933 | 69.3767 | 66.7733 | 64.3467 | 61.5133 | 59.75 | 58.56 | 57.8767 | 57.1567
Maine - Portland | Jul | G | Maine - Portland-Jul | 65.0516 | 64.4645 | 62.0968 | 61.6774 | 61.6871 | 64.2935 | 67.0452 | 70.5548 | 72.9935 | 75.0548 | 76.4516 | 76.7774 | 77.2161 | 77.3548 | 77.0323 | 76.4194 | 74.029 | 72.1516 | 69.6903 | 67.1742 | 66.0839 | 65.0097 | 64.1484 | 63.6548
Maine - Portland | Aug | H | Maine - Portland-Aug | 60.5742 | 59.8839 | 61.3613 | 60.7484 | 60.3581 | 61.1194 | 63.9903 | 67.2871 | 69.6839 | 71.8097 | 73.5484 | 74.9613 | 75.3806 | 74.8677 | 74.7226 | 73.7452 | 72.3968 | 70.5839 | 68.2194 | 66.6452 | 65.2097 | 64.3355 | 63.5839 | 62.8032
Maine - Portland | Sep | I | Maine - Portland-Sep | 53.13 | 52.61 | 52.1367 | 51.5833 | 53.0367 | 54.48 | 55.9667 | 58.9667 | 61.9633 | 64.9767 | 65.9433 | 66.9133 | 67.88 | 66.9833 | 66.1233 | 65.22 | 63.1267 | 61.0433 | 58.86 | 57.77 | 56.6867 | 55.64 | 54.6333 | 53.6267
Maine - Portland | Oct | J | Maine - Portland-Oct | 43.2774 | 42.8452 | 42.1484 | 41.2484 | 41.0097 | 40.4613 | 42.5839 | 46.4194 | 49.4 | 51.9226 | 53.8581 | 55.171 | 55.4258 | 55.5516 | 54.9613 | 53.6129 | 50.9323 | 48.6355 | 47.7355 | 46.2806 | 45.7935 | 45.5065 | 44.8161 | 44.1065
Maine - Portland | Nov | K | Maine - Portland-Nov | 36.2 | 35.9133 | 35.6367 | 35.3467 | 35.4933 | 35.66 | 35.8133 | 37.9067 | 40.0133 | 42.1 | 43.1867 | 44.2667 | 45.34 | 44.6733 | 44.01 | 43.3233 | 41.7533 | 40.1633 | 38.55 | 38.0933 | 37.63 | 37.1967 | 36.44 | 35.7667
Maine - Portland | Dec | L | Maine - Portland-Dec | 22.8032 | 22.5903 | 22.4226 | 22.2258 | 22.1 | 21.9452 | 21.8097 | 23.5935 | 25.3581 | 27.1452 | 28.5065 | 29.8645 | 31.229 | 30.5903 | 29.9677 | 29.3161 | 28.3419 | 27.3806 | 26.429 | 25.8387 | 25.2581 | 24.6645 | 24.0968 | 23.6226
Maryland - Baltimore | Jan | A | Maryland - Baltimore-Jan | 28.5387 | 27.9484 | 27.4452 | 26.9387 | 26.8452 | 26.3613 | 25.9968 | 25.6226 | 27.9452 | 30.2516 | 33.0032 | 34.6387 | 36.071 | 37.071 | 37.0452 | 36.9129 | 35.1258 | 33.8774 | 31.7903 | 30.9452 | 30.271 | 29.4645 | 29.1935 | 28.4968
Maryland - Baltimore | Feb | B | Maryland - Baltimore-Feb | 30.5464 | 30.1107 | 29.7179 | 29.2714 | 29.1607 | 29.075 | 28.9679 | 30.625 | 32.275 | 33.9429 | 35.4857 | 37.0071 | 38.5536 | 38.6821 | 38.8036 | 38.9179 | 37.7321 | 36.5393 | 35.2821 | 34.4571 | 33.6964 | 32.8964 | 32.3036 | 31.7321
Maryland - Baltimore | Mar | C | Maryland - Baltimore-Mar | 39.971 | 39.2806 | 38.9161 | 38.1903 | 37.6194 | 37.2548 | 37.8355 | 40.2516 | 43.1548 | 45.7806 | 48.5129 | 49.5194 | 51.2419 | 52.0968 | 52.0097 | 51.9548 | 50.629 | 48.5097 | 45.8097 | 44.2677 | 43.1258 | 42.2452 | 41.5065 | 40.7839
Maryland - Baltimore | Apr | D | Maryland - Baltimore-Apr | 47.2467 | 46.3033 | 45.5467 | 45.46 | 44.8 | 44.7267 | 47.67 | 50.85 | 52.9533 | 54.5633 | 55.8667 | 57.28 | 58.1967 | 59.0367 | 58.6033 | 58.96 | 58.4733 | 57.16 | 54.4767 | 52.4733 | 51.3367 | 50.3367 | 49.4633 | 48.65
Maryland - Baltimore | May | E | Maryland - Baltimore-May | 56.8323 | 55.7968 | 54.8355 | 54.1355 | 53.4613 | 54.5903 | 58.0581 | 61.2935 | 63.8968 | 65.8935 | 67.7387 | 68.971 | 70.0032 | 70.4355 | 70.5935 | 70 | 69.5419 | 68.1548 | 65.7323 | 63.2065 | 61.2581 | 59.8226 | 58.7032 | 57.8677
Maryland - Baltimore | Jun | F | Maryland - Baltimore-Jun | 66.1233 | 65.29 | 64.3167 | 63.7667 | 63.1533 | 64.4033 | 67.69 | 71.2167 | 74.16 | 76.5133 | 78.2633 | 79.75 | 80.8333 | 81.3267 | 82.0033 | 81.4767 | 79.4 | 77.8767 | 75.54 | 72.5367 | 70.8867 | 69.3467 | 68.26 | 67.41
Maryland - Baltimore | Jul | G | Maryland - Baltimore-Jul | 72.2677 | 72.0387 | 68.5935 | 68.0387 | 67.7355 | 68.4065 | 71.0355 | 74.6226 | 77.2484 | 79.6065 | 81.7226 | 83.571 | 84.2226 | 84.5806 | 84.6677 | 84.8613 | 83.4097 | 81.4129 | 78.5935 | 75.8065 | 74.4903 | 73.3226 | 71.9161 | 70.7548
Maryland - Baltimore | Aug | H | Maryland - Baltimore-Aug | 68.2581 | 67.3677 | 69.4903 | 69.1419 | 68.7516 | 69.0129 | 71.6677 | 74.8355 | 76.7774 | 78.7065 | 80.2839 | 82.1387 | 83.0613 | 83.1452 | 83.6097 | 83.2806 | 82.729 | 81.0258 | 78.2065 | 75.7839 | 74.0419 | 73.0323 | 72.1065 | 71
Maryland - Baltimore | Sep | I | Maryland - Baltimore-Sep | 61.8733 | 61.45 | 60.8133 | 60.2033 | 59.7533 | 59.47 | 61.27 | 65.0367 | 68.3267 | 71.0867 | 72.96 | 74.4033 | 75.6767 | 76.4433 | 76.51 | 76.07 | 74.5667 | 71.6 | 68.4833 | 66.61 | 65.1367 | 63.9 | 63.14 | 62.3933
Maryland - Baltimore | Oct | J | Maryland - Baltimore-Oct | 51.5548 | 50.9903 | 50.4452 | 49.8484 | 49.7871 | 49.7677 | 49.7097 | 53.7194 | 57.7258 | 61.7452 | 63.4935 | 65.2387 | 67.0032 | 66.8645 | 66.7226 | 66.5742 | 63.8129 | 61.0387 | 58.2839 | 56.8258 | 55.3387 | 53.9032 | 53.0839 | 52.2968
Maryland - Baltimore | Nov | K | Maryland - Baltimore-Nov | 44.0233 | 43.4733 | 42.7133 | 42.83 | 42.6 | 41.9833 | 41.9733 | 43.7 | 47.7267 | 50.5833 | 52.6367 | 54.0533 | 55.01 | 55.5667 | 55.3067 | 53.86 | 51.5933 | 49.5967 | 47.98 | 46.3033 | 45.4867 | 44.74 | 43.99 | 43.2
Maryland - Baltimore | Dec | L | Maryland - Baltimore-Dec | 31.9484 | 31.8161 | 31.7032 | 31.4645 | 31.4226 | 32.0484 | 31.9194 | 32.3194 | 34.2 | 36.3613 | 37.6387 | 38.7 | 39.5516 | 39.9419 | 40 | 39.3032 | 38.0194 | 36.5742 | 36.0323 | 35.1935 | 34.5194 | 33.7387 | 33.4968 | 32.9871
Massachusets - Boston | Jan | A | Massachusets - Boston-Jan | 27.9774 | 27.2806 | 26.8 | 26.6097 | 26.4806 | 26.3161 | 25.9194 | 26.2839 | 27.6323 | 29.2839 | 30.6677 | 31.7774 | 32.6516 | 33.1452 | 33.1032 | 32.6355 | 31.4613 | 31.0871 | 30.4097 | 29.8903 | 29.4226 | 28.8968 | 28.6645 | 28.1968
Massachusets - Boston | Feb | B | Massachusets - Boston-Feb | 28.825 | 28.2429 | 28.0714 | 27.7393 | 27.5143 | 27.4107 | 27.425 | 28.1429 | 28.8786 | 30.3643 | 32.0321 | 33.1321 | 33.9643 | 34.9143 | 35.4571 | 35.4107 | 34.7821 | 33.9357 | 33.0357 | 32.3536 | 31.6893 | 31.0429 | 30.1893 | 29.7429
Massachusets - Boston | Mar | C | Massachusets - Boston-Mar | 33.2129 | 32.6484 | 32.3452 | 31.8161 | 31.5968 | 31.3645 | 31.8774 | 33.6 | 35.6452 | 37.4355 | 39.0323 | 40.2903 | 41.0258 | 42.0774 | 41.9452 | 41.4581 | 40.2516 | 39.1581 | 38.3742 | 37.3613 | 36.629 | 35.8032 | 35.1452 | 34.1065
Massachusets - Boston | Apr | D | Massachusets - Boston-Apr | 42.41 | 42.1733 | 41.8533 | 41.1967 | 40.7267 | 40.87 | 42.1067 | 43.8167 | 45.8433 | 47.2667 | 48.24 | 48.7667 | 49.78 | 50.45 | 50.4233 | 50.1567 | 48.8733 | 47.5933 | 46.1567 | 45.06 | 44.5233 | 44.0633 | 43.3367 | 43.22
Massachusets - Boston | May | E | Massachusets - Boston-May | 55.1742 | 54.5968 | 54.2581 | 53.7065 | 53.3581 | 54.0355 | 55.3097 | 57.3613 | 59.5161 | 61.3516 | 62.1806 | 62.8677 | 63.4806 | 63.9387 | 63.9774 | 63.9194 | 63.1935 | 61.7161 | 60.2613 | 59.2226 | 58.0258 | 57.2645 | 56.5742 | 56.0516
Massachusets - Boston | Jun | F | Massachusets - Boston-Jun | 62.3633 | 61.8433 | 60.9367 | 60.6433 | 60.8367 | 62.19 | 64.4867 | 66.42 | 68.6067 | 70.6333 | 71.9967 | 72.6533 | 72.9033 | 73.0167 | 72.7233 | 72.2033 | 70.5233 | 69.3667 | 67.7133 | 65.9367 | 65.2233 | 64.22 | 63.4633 | 62.7167
Massachusets - Boston | Jul | G | Massachusets - Boston-Jul | 70.7774 | 69.9806 | 67.4806 | 67.0613 | 67.0226 | 68.4484 | 70.0871 | 72.4645 | 74.8452 | 76.429 | 77.2323 | 77.8645 | 77.9387 | 77.8871 | 77.4968 | 77.3194 | 76.7677 | 75.3226 | 73.3097 | 72.5452 | 71.5548 | 70.7194 | 69.7323 | 69.1355
Massachusets - Boston | Aug | H | Massachusets - Boston-Aug | 64.2129 | 63.7419 | 65.4645 | 64.9839 | 64.6387 | 65.1484 | 67.2065 | 69.6452 | 71.7516 | 73.7613 | 75.3 | 75.671 | 76.8419 | 76.9355 | 76.6742 | 75.9677 | 74.8903 | 73.3161 | 71.5323 | 70.3194 | 69.5548 | 68.8419 | 67.771 | 67.0645
Massachusets - Boston | Sep | I | Massachusets - Boston-Sep | 60.79 | 60.24 | 59.5433 | 58.8667 | 58.2767 | 58.2367 | 60.3167 | 63.1867 | 65.57 | 67.6167 | 69.26 | 70.5567 | 71.4167 | 70.99 | 70.9267 | 69.8733 | 68.8833 | 66.83 | 65.54 | 64.3133 | 63.3833 | 62.4967 | 61.82 | 61.1567
Massachusets - Boston | Oct | J | Massachusets - Boston-Oct | 51.0258 | 50.6871 | 50.2548 | 49.7065 | 49.5355 | 49.3935 | 50.2226 | 52.0774 | 54.5161 | 56.4742 | 58.2387 | 59.3677 | 59.9226 | 60.4419 | 60.329 | 58.7452 | 56.8645 | 55.3129 | 54.3323 | 53.4323 | 52.8839 | 52.1032 | 51.6581 | 51.0258
Massachusets - Boston | Nov | K | Massachusets - Boston-Nov | 40.5 | 40.22 | 39.9133 | 39.6167 | 39.04 | 39.0067 | 39.0767 | 40.45 | 42.21 | 43.46 | 44.26 | 45.5167 | 46.0367 | 46.4367 | 46.3 | 45.17 | 43.9633 | 42.9933 | 42.5833 | 42.1833 | 41.7033 | 41.3167 | 40.95 | 40.64
Massachusets - Boston | Dec | L | Massachusets - Boston-Dec | 32.7774 | 32.5355 | 32.2194 | 31.7129 | 30.9226 | 30.9806 | 30.9 | 31.2871 | 32.4516 | 33.9419 | 35.6355 | 36.7839 | 37.7516 | 38.1419 | 37.8065 | 37.2613 | 36.3839 | 35.9387 | 35.3355 | 35.029 | 34.4839 | 34.129 | 33.4871 | 32.8613
Massachusets - Worchester | Jan | A | Massachusets - Worchester-Jan | 21.6742 | 21.6613 | 21.1161 | 20.8935 | 20.4161 | 20.1355 | 20.2387 | 20.6839 | 22.4323 | 24.4258 | 25.8065 | 26.7323 | 27.6226 | 28.0581 | 27.8613 | 26.8742 | 25.3226 | 24.4581 | 23.8032 | 23.4484 | 22.7613 | 22.4 | 22.429 | 22.1516
Massachusets - Worchester | Feb | B | Massachusets - Worchester-Feb | 22.6643 | 22.5643 | 22.4571 | 22.35 | 21.9964 | 21.6643 | 21.3071 | 22.7071 | 24.0679 | 25.475 | 26.7464 | 28.0036 | 29.2893 | 29.5 | 29.6786 | 29.8857 | 28.5786 | 27.2393 | 25.9321 | 25.4893 | 25.0464 | 24.6071 | 24.1714 | 23.7607
Massachusets - Worchester | Mar | C | Massachusets - Worchester-Mar | 30.7935 | 30.471 | 30.1839 | 29.9032 | 29.7484 | 29.6484 | 29.4871 | 31.5452 | 33.5806 | 35.6323 | 36.8871 | 38.1323 | 39.371 | 39.2774 | 39.129 | 39.0387 | 37.5129 | 35.9806 | 34.4097 | 33.6226 | 32.9032 | 32.1484 | 31.5871 | 31.0839
Massachusets - Worchester | Apr | D | Massachusets - Worchester-Apr | 38.41 | 37.8 | 37.5167 | 37.19 | 36.6967 | 37.1633 | 39.2 | 41.38 | 44.0033 | 46.3067 | 48.32 | 50.09 | 51.4767 | 51.7533 | 51.4633 | 50.57 | 49.25 | 46.9367 | 44.7133 | 43.1333 | 41.9667 | 40.75 | 40.1467 | 39.57
Massachusets - Worchester | May | E | Massachusets - Worchester-May | 50.7613 | 50.8355 | 50.1548 | 49.9871 | 49.9258 | 50.8645 | 53.0613 | 55.4968 | 57.6226 | 59.8355 | 61.3258 | 62.7806 | 64.3194 | 64.7452 | 64.7839 | 64.7226 | 63.8935 | 61.9548 | 59.2323 | 56.9968 | 55.1516 | 53.8516 | 52.9484 | 52.3355
Massachusets - Worchester | Jun | F | Massachusets - Worchester-Jun | 59.3067 | 58.6833 | 58.38 | 57.4633 | 57.44 | 59.1267 | 61.6733 | 64.6467 | 66.9533 | 68.65 | 69.9933 | 71.4733 | 72.4933 | 73.1767 | 72.89 | 72.3367 | 71.0833 | 69.5367 | 66.8667 | 64.3333 | 62.6867 | 61.2067 | 60.4467 | 59.71
Massachusets - Worchester | Jul | G | Massachusets - Worchester-Jul | 63.6484 | 63.2806 | 60.7452 | 60.3419 | 62.0645 | 63.8581 | 65.6516 | 67.9677 | 70.2806 | 72.6032 | 73.5355 | 74.4613 | 75.3903 | 75.4194 | 75.4161 | 75.4452 | 73.5258 | 71.6258 | 69.7129 | 67.8258 | 65.9806 | 64.0968 | 63.2774 | 62.5194
Massachusets - Worchester | Aug | H | Massachusets - Worchester-Aug | 60.5742 | 60.1194 | 61.9129 | 61.5839 | 62.9516 | 64.2935 | 65.6581 | 67.3129 | 68.9742 | 70.6387 | 71.6452 | 72.6839 | 73.6903 | 73.1194 | 72.5484 | 71.9742 | 69.8097 | 67.6387 | 65.471 | 64.5839 | 63.7935 | 62.9323 | 62.6677 | 62.4387
Massachusets - Worchester | Sep | I | Massachusets - Worchester-Sep | 57.3167 | 57.0333 | 56.7333 | 56.0967 | 55.9333 | 56.0633 | 57.9867 | 59.9867 | 62.1467 | 63.7567 | 65.6067 | 67.1633 | 67.93 | 68.3933 | 68.2033 | 68.0267 | 66.2067 | 63.4 | 61.4867 | 60.39 | 59.4167 | 58.8367 | 58.3767 | 57.9333
Massachusets - Worchester | Oct | J | Massachusets - Worchester-Oct | 45.9839 | 45.7387 | 44.9194 | 44.2387 | 43.5581 | 42.9484 | 44.1 | 46.9226 | 49.6903 | 52.2161 | 54.2968 | 56.1323 | 57.1581 | 57.2742 | 56.6968 | 55.6032 | 52.8355 | 50.3097 | 48.7161 | 47.4742 | 46.9323 | 46.5387 | 45.8742 | 45.5065
Massachusets - Worchester | Nov | K | Massachusets - Worchester-Nov | 36.5367 | 36.2033 | 35.8967 | 35.5533 | 35.6867 | 35.83 | 35.99 | 37.93 | 39.8667 | 41.8067 | 42.96 | 44.1167 | 45.27 | 44.5633 | 43.8733 | 43.1633 | 42.0767 | 40.98 | 39.8333 | 39.33 | 38.86 | 38.3533 | 37.5833 | 36.8267
Massachusets - Worchester | Dec | L | Massachusets - Worchester-Dec | 27.9452 | 27.7 | 27.3903 | 27.1323 | 26.929 | 26.7742 | 26.5774 | 28.1613 | 29.7516 | 31.3452 | 32.4742 | 33.5903 | 34.7161 | 34.1677 | 33.6258 | 33.0677 | 31.971 | 30.8581 | 29.7581 | 29.3548 | 28.8871 | 28.4839 | 28.3161 | 28.1548
Michigan - Alpena | Jan | A | Michigan - Alpena-Jan | 17.9 | 17.3129 | 16.7161 | 16.1226 | 15.8645 | 15.5935 | 15.3548 | 16.3484 | 17.3516 | 18.3387 | 19.9 | 21.4581 | 23.0258 | 23.0935 | 23.1452 | 23.2097 | 21.9871 | 20.7355 | 19.471 | 18.9903 | 18.4968 | 18.0097 | 17.7645 | 17.5516
Michigan - Alpena | Feb | B | Michigan - Alpena-Feb | 14.8179 | 14.5893 | 14.3357 | 14.0679 | 13.7607 | 13.4786 | 13.1643 | 14.75 | 16.275 | 17.8536 | 19.5214 | 21.2071 | 22.8714 | 22.9857 | 23.1036 | 23.2214 | 21.7286 | 20.2464 | 18.6821 | 17.5071 | 16.3321 | 15.15 | 15.0929 | 14.9786
Michigan - Alpena | Mar | C | Michigan - Alpena-Mar | 24.8 | 24.4161 | 24.0935 | 23.6516 | 22.7613 | 22.2258 | 21.7839 | 23.8065 | 26.9645 | 29.7 | 31.6548 | 33.1452 | 33.6323 | 33.9806 | 33.8935 | 33.7032 | 32.671 | 31.3258 | 29.7484 | 28.3387 | 27.1645 | 26.6129 | 26.3258 | 25.8548
Michigan - Alpena | Apr | D | Michigan - Alpena-Apr | 33.0833 | 32.6967 | 32.25 | 31.8533 | 32.11 | 32.36 | 32.63 | 35.7267 | 38.83 | 41.9267 | 43.2533 | 44.5767 | 45.8933 | 45.7767 | 45.6767 | 45.5433 | 44.1767 | 42.76 | 41.37 | 39.5667 | 37.7667 | 35.9667 | 35.1133 | 34.29
Michigan - Alpena | May | E | Michigan - Alpena-May | 44.4581 | 43.6097 | 42.8194 | 42.2323 | 41.7355 | 42.7323 | 45.9806 | 49.671 | 52.8097 | 54.8355 | 56.8 | 57.9645 | 59.4258 | 59.7484 | 59.8065 | 59.3484 | 57.7548 | 56.7194 | 54.3032 | 51.9097 | 49.5065 | 48 | 46.7645 | 45.7419
Michigan - Alpena | Jun | F | Michigan - Alpena-Jun | 53.1667 | 52.8633 | 52.5467 | 52.26 | 54.0067 | 55.7867 | 57.5467 | 60.79 | 63.9967 | 67.2433 | 67.9167 | 68.59 | 69.27 | 68.9967 | 68.71 | 68.44 | 67.3133 | 66.1633 | 65.0133 | 61.9033 | 58.77 | 55.66 | 54.8133 | 53.98
Michigan - Alpena | Jul | G | Michigan - Alpena-Jul | 60.4806 | 59.8452 | 57.1968 | 56.5355 | 58.1065 | 59.6355 | 61.2161 | 64.6452 | 68.0935 | 71.5226 | 72.7516 | 73.9484 | 75.1677 | 74.6484 | 74.1774 | 73.6677 | 72.8129 | 71.8903 | 70.9968 | 67.7968 | 64.6129 | 61.4226 | 60.5161 | 59.6419
Michigan - Alpena | Aug | H | Michigan - Alpena-Aug | 56.4677 | 55.8355 | 57.2161 | 56.5613 | 57.4097 | 58.2323 | 59.1097 | 62.3323 | 65.5452 | 68.7742 | 70.0516 | 71.3419 | 72.5968 | 72.3161 | 72.0129 | 71.7097 | 70.329 | 68.9355 | 67.5097 | 64.829 | 62.1968 | 59.5806 | 59.1581 | 58.7032
Michigan - Alpena | Sep | I | Michigan - Alpena-Sep | 54.2833 | 53.68 | 53.5033 | 53.13 | 52.6667 | 52.28 | 52.8333 | 56.4433 | 60.0733 | 62.4967 | 64.4367 | 65.8233 | 67.1733 | 67.4333 | 67.2667 | 67.0967 | 65.99 | 63.8567 | 60.5 | 58.3 | 56.91 | 55.8033 | 55.01 | 54.16
Michigan - Alpena | Oct | J | Michigan - Alpena-Oct | 40.3613 | 39.9226 | 39.6968 | 39.5645 | 39.3129 | 39.6935 | 39.8387 | 41.4581 | 44.6871 | 48.0613 | 50.4194 | 52.1806 | 53.0677 | 53.5419 | 53.5613 | 52.8129 | 50.8452 | 48.2484 | 46.5129 | 45.3484 | 44.6516 | 43.8323 | 42.8806 | 42.0871
Michigan - Alpena | Nov | K | Michigan - Alpena-Nov | 34.8633 | 34.9267 | 34.71 | 34.5833 | 34.54 | 34.3 | 34.0667 | 33.94 | 35.5167 | 37.4933 | 39.06 | 40.6033 | 41.8667 | 41.8467 | 41.6733 | 40.9567 | 39.1033 | 37.53 | 36.4967 | 35.9533 | 35.3067 | 34.9833 | 34.24 | 34.1533
Michigan - Alpena | Dec | L | Michigan - Alpena-Dec | 23.171 | 23.1484 | 23.1968 | 23.1548 | 22.9484 | 22.7581 | 22.5484 | 23.1194 | 23.6839 | 24.2516 | 25.5355 | 26.7968 | 28.0935 | 27.9871 | 27.8581 | 27.7677 | 26.8839 | 25.9903 | 25.0968 | 24.6645 | 24.2419 | 23.8032 | 23.6065 | 23.4516
Michigan - Detroit | Jan | A | Michigan - Detroit-Jan | 23.3903 | 23.4452 | 23 | 22.5452 | 21.9065 | 21.3387 | 21.271 | 20.9935 | 21.7484 | 23.5968 | 25.5645 | 27.1387 | 27.9935 | 28.2581 | 28.3677 | 28.4 | 27.9065 | 26.5194 | 26.0065 | 25.271 | 24.7355 | 24.3516 | 24.0258 | 23.6806
Michigan - Detroit | Feb | B | Michigan - Detroit-Feb | 23.5643 | 22.7893 | 22.6929 | 22.3964 | 22.3679 | 21.9679 | 21.8357 | 21.8643 | 23.4286 | 25.1464 | 27.4464 | 28.7393 | 29.6786 | 30.2786 | 30.6321 | 30.6964 | 30.0036 | 28.675 | 27.2536 | 26.1179 | 25.1107 | 24.6607 | 24.475 | 23.875
Michigan - Detroit | Mar | C | Michigan - Detroit-Mar | 32.5839 | 32.6032 | 31.4387 | 31.4645 | 31.2129 | 31.2161 | 31.2452 | 32.7742 | 35.7871 | 38.6935 | 40.4774 | 41.9065 | 42.9645 | 43.7355 | 44.3097 | 43.7387 | 42.8452 | 41.3065 | 38.6968 | 36.6806 | 35.3226 | 34.9613 | 33.9161 | 33.5839
Michigan - Detroit | Apr | D | Michigan - Detroit-Apr | 40.0833 | 39.25 | 38.26 | 37.9767 | 37.7533 | 37.63 | 38.7033 | 41.0367 | 43.89 | 46.4367 | 48.66 | 50.0767 | 51.2767 | 52.1 | 52.69 | 52.3133 | 51.8133 | 50.51 | 48.7233 | 46.2767 | 44.94 | 43.59 | 42.3867 | 41.1033
Michigan - Detroit | May | E | Michigan - Detroit-May | 49.2258 | 48.3097 | 47.471 | 46.8129 | 46.1419 | 46.2097 | 49.5323 | 53.4129 | 56.8484 | 59.0677 | 60.9968 | 62.6516 | 64.0129 | 65.329 | 65.3097 | 64.3645 | 64.0903 | 62.8065 | 60.2484 | 56.1839 | 54.4645 | 53.1419 | 52.0677 | 50.6129
Michigan - Detroit | Jun | F | Michigan - Detroit-Jun | 62.9 | 61.9733 | 61.0267 | 60.39 | 60.1667 | 60.7433 | 63.8 | 66.8867 | 69.0367 | 70.58 | 72.6267 | 73.9467 | 75.1233 | 75.7367 | 76.4467 | 76.5167 | 76.3233 | 74.78 | 73.1367 | 70.04 | 67.2367 | 65.6733 | 64.5 | 63.9733
Michigan - Detroit | Jul | G | Michigan - Detroit-Jul | 69.2 | 68.5323 | 64.9355 | 64.3355 | 63.7968 | 64.2645 | 66.8839 | 70.0065 | 72.8968 | 75.5419 | 77.3935 | 78.6871 | 79.7323 | 80.5484 | 80.8419 | 81.0065 | 79.7548 | 78.771 | 77.2613 | 74.629 | 71.7935 | 70.5226 | 69.3355 | 68.0677
Michigan - Detroit | Aug | H | Michigan - Detroit-Aug | 61.3258 | 60.5419 | 61.8871 | 60.9484 | 60.4097 | 60.0871 | 61.4645 | 64.8871 | 68.8871 | 71.4387 | 73.5387 | 74.8419 | 75.4871 | 75.9548 | 75.8032 | 76.371 | 76.0613 | 74.9774 | 73.2194 | 70.3645 | 68.4097 | 66.729 | 65.2903 | 64.2129
Michigan - Detroit | Sep | I | Michigan - Detroit-Sep | 57.35 | 56.8067 | 56.0233 | 55.6233 | 55.0833 | 54.7 | 54.99 | 57.43 | 60.6667 | 63.4333 | 65.6233 | 67.0933 | 68.4967 | 69.19 | 69.8767 | 69.5933 | 68.6633 | 66.4533 | 63.8233 | 61.76 | 60.3867 | 59.42 | 58.4467 | 57.6933
Michigan - Detroit | Oct | J | Michigan - Detroit-Oct | 46.0355 | 45.171 | 44.429 | 43.6839 | 43.2968 | 43.2806 | 43.2258 | 44.5839 | 47.9935 | 51.3677 | 53.771 | 55.7581 | 57.2258 | 58.0032 | 58.0903 | 57.5968 | 56.2935 | 53.9774 | 51.5774 | 49.8839 | 48.8419 | 47.9516 | 47.3548 | 46.8032
Michigan - Detroit | Nov | K | Michigan - Detroit-Nov | 39.1367 | 38.4833 | 38.3633 | 38.0833 | 37.6867 | 37.5233 | 36.9633 | 37.17 | 38.65 | 41.1767 | 43.0133 | 44.4133 | 45.3033 | 45.87 | 45.7767 | 45.2667 | 43.9433 | 42.2133 | 40.9067 | 40.4267 | 39.38 | 38.89 | 38.4567 | 38.48
Michigan - Detroit | Dec | L | Michigan - Detroit-Dec | 26.8129 | 26.2161 | 26.0935 | 26.0935 | 26.4613 | 26.2548 | 26.0419 | 25.8677 | 26.4065 | 28.0484 | 29.7613 | 31.0742 | 31.7774 | 32.3742 | 32.3516 | 32.0516 | 30.9452 | 29.8581 | 28.9 | 28.329 | 27.8484 | 27.7774 | 27.8452 | 27.3387
Michigan - Flint | Jan | A | Michigan - Flint-Jan | 21.5645 | 21.4065 | 20.9516 | 20.3677 | 19.8419 | 20.0484 | 19.7258 | 19.6355 | 19.7645 | 20.971 | 22.5581 | 23.6323 | 24.1452 | 24.6645 | 25.2194 | 25.3548 | 24.6516 | 23.6452 | 22.9419 | 22.7258 | 23.1581 | 22.6806 | 22.1226 | 21.7129
Michigan - Flint | Feb | B | Michigan - Flint-Feb | 21.9714 | 21.6357 | 21.1786 | 21.075 | 20.8714 | 20.7857 | 20.6071 | 20.1821 | 21.825 | 24.1429 | 26.725 | 28.5321 | 29.5714 | 30.0714 | 30.4393 | 30.175 | 29.4643 | 28.2464 | 26.8536 | 25.6214 | 24.6786 | 23.8286 | 23.0321 | 22.625
Michigan - Flint | Mar | C | Michigan - Flint-Mar | 30.9452 | 30.6806 | 30.2806 | 30.1097 | 29.6323 | 29.0452 | 28.7548 | 29.8935 | 32.7032 | 34.9903 | 36.9097 | 38.529 | 39.7806 | 40.2806 | 40.6839 | 40.6935 | 40.1194 | 38.5097 | 36.1871 | 34.9452 | 33.6129 | 32.4 | 31.9 | 31.4452
Michigan - Flint | Apr | D | Michigan - Flint-Apr | 40.45 | 40.2167 | 39.7733 | 38.7 | 38.37 | 38.2033 | 39.5667 | 42.7667 | 45.56 | 48.3667 | 50.43 | 52.1633 | 53.6267 | 54.3767 | 54.8433 | 55.0533 | 53.9933 | 52.8567 | 50.0067 | 47.6533 | 45.54 | 44.0733 | 42.3533 | 41.47
Michigan - Flint | May | E | Michigan - Flint-May | 49.1387 | 48.5 | 47.8645 | 47.2194 | 47.929 | 48.6806 | 49.4129 | 52.1548 | 54.8419 | 57.571 | 59.2387 | 60.9548 | 62.6323 | 62.9903 | 63.329 | 63.6903 | 62.6129 | 61.5774 | 60.4323 | 57.7968 | 55.2065 | 52.6355 | 51.5839 | 50.5935
Michigan - Flint | Jun | F | Michigan - Flint-Jun | 61.1933 | 60.5267 | 59.8467 | 59.1567 | 60.0567 | 60.9567 | 61.88 | 64.3367 | 66.85 | 69.31 | 70.73 | 72.18 | 73.5867 | 74.0267 | 74.44 | 74.8767 | 73.94 | 73.0233 | 72.0367 | 69.31 | 66.5867 | 63.9067 | 63.07 | 62.26
Michigan - Flint | Jul | G | Michigan - Flint-Jul | 67.4 | 66.7 | 63.929 | 63.229 | 63.9806 | 64.7484 | 65.5097 | 68.4645 | 71.3742 | 74.3161 | 75.7097 | 77.1677 | 78.5774 | 78.871 | 79.1161 | 79.4226 | 78.4452 | 77.5387 | 76.4871 | 73.771 | 71.0935 | 68.4484 | 67.4258 | 66.4677
Michigan - Flint | Aug | H | Michigan - Flint-Aug | 58.029 | 57.4871 | 58.4806 | 57.5742 | 57.1581 | 57.1226 | 59.0065 | 63.5161 | 67.3516 | 70.2581 | 72.4806 | 73.8355 | 74.9452 | 74.5419 | 75.871 | 75.2258 | 74.5 | 73.1226 | 70.9129 | 67.4226 | 64.7581 | 62.8742 | 62.0323 | 60.8806
Michigan - Flint | Sep | I | Michigan - Flint-Sep | 56.6767 | 56.02 | 55.3833 | 54.71 | 54.7867 | 54.8633 | 54.9333 | 58.4933 | 62.03 | 65.5933 | 67.3 | 68.98 | 70.67 | 70.7033 | 70.7333 | 70.7733 | 68.4567 | 66.18 | 63.8267 | 62.0433 | 60.3533 | 58.6533 | 57.7733 | 56.9567
Michigan - Flint | Oct | J | Michigan - Flint-Oct | 45.6677 | 45.1323 | 44.2097 | 43.7742 | 43.2806 | 42.8258 | 42.5935 | 44.2 | 47.7355 | 51.0484 | 53.4548 | 55.6645 | 57.0258 | 57.5742 | 57.9968 | 57.6968 | 56.1581 | 54.0129 | 51.1968 | 49.4032 | 48.1258 | 47.071 | 46.529 | 45.7032
Michigan - Flint | Nov | K | Michigan - Flint-Nov | 38.72 | 38.4 | 38.03 | 37.6867 | 37.5067 | 37.3167 | 37.1267 | 38.3367 | 39.5233 | 40.7267 | 42.15 | 43.5467 | 44.9767 | 45.1333 | 45.28 | 45.4433 | 44.06 | 42.71 | 41.2967 | 40.7633 | 40.22 | 39.6933 | 39.2367 | 38.7633
Michigan - Flint | Dec | L | Michigan - Flint-Dec | 25.3806 | 24.8645 | 24.7355 | 24.7323 | 24.7806 | 24.771 | 24.7742 | 24.871 | 25.7742 | 27.3935 | 29.0839 | 30.2806 | 31.1452 | 31.4645 | 31.4032 | 30.4677 | 29.0839 | 27.5677 | 27.0645 | 26.6387 | 25.8355 | 25.5129 | 25.3129 | 25.2806
Michigan - Grand Rapids | Jan | A | Michigan - Grand Rapids-Jan | 19.0742 | 19.0742 | 19.0387 | 19.0355 | 18.9452 | 18.8452 | 18.7452 | 19.3161 | 19.871 | 20.4452 | 21.9548 | 23.4419 | 24.9387 | 25.4097 | 25.8645 | 26.3419 | 25.5548 | 24.8161 | 23.9968 | 23.5419 | 23.1452 | 22.6968 | 21.9484 | 21.2258
Michigan - Grand Rapids | Feb | B | Michigan - Grand Rapids-Feb | 20.6 | 19.9964 | 19.4464 | 18.8357 | 18.6714 | 18.525 | 18.3429 | 19.3 | 20.275 | 21.225 | 22.8464 | 24.4571 | 26.075 | 26.4964 | 26.925 | 27.3536 | 26.2143 | 25.05 | 23.8714 | 23.1643 | 22.5107 | 21.8607 | 21.3679 | 20.9571
Michigan - Grand Rapids | Mar | C | Michigan - Grand Rapids-Mar | 31.1226 | 30.9742 | 31.0452 | 30.3355 | 29.6194 | 29.2839 | 28.4677 | 29.3484 | 32.2 | 34.4871 | 36.5065 | 38.0419 | 38.971 | 40.3387 | 40.6806 | 40.2774 | 40.0419 | 38.5903 | 36.7742 | 35.0419 | 34.1323 | 33.2581 | 32.6129 | 32.4226
Michigan - Grand Rapids | Apr | D | Michigan - Grand Rapids-Apr | 39.49 | 38.6933 | 37.8933 | 37.0167 | 37.3 | 37.5367 | 37.7533 | 40.92 | 44.1267 | 47.2967 | 48.7333 | 50.1667 | 51.6033 | 52.2433 | 52.87 | 53.4967 | 52.26 | 51.04 | 49.7333 | 47.2167 | 44.7867 | 42.3333 | 41.14 | 39.9967
Michigan - Grand Rapids | May | E | Michigan - Grand Rapids-May | 49.9194 | 48.9548 | 47.9839 | 47.0161 | 47.8516 | 48.6613 | 49.4968 | 52.9387 | 56.3677 | 59.7968 | 61.5323 | 63.271 | 65.0032 | 65.4387 | 65.8516 | 66.2903 | 64.8194 | 63.3484 | 61.8742 | 58.9129 | 55.9871 | 53.0323 | 52.3 | 51.5935
Michigan - Grand Rapids | Jun | F | Michigan - Grand Rapids-Jun | 62.2033 | 61.3133 | 60.42 | 59.5133 | 60.3633 | 61.1967 | 62.05 | 64.9633 | 67.8067 | 70.7133 | 72.1067 | 73.5367 | 74.9433 | 75.5267 | 76.0833 | 76.6767 | 75.5567 | 74.48 | 73.34 | 70.4233 | 67.5833 | 64.7167 | 63.8233 | 62.9833
Michigan - Grand Rapids | Jul | G | Michigan - Grand Rapids-Jul | 67.1871 | 66.3419 | 63.429 | 62.3484 | 61.5968 | 61.6 | 63.5548 | 67.3903 | 70.8677 | 73.5935 | 75.6161 | 77.3258 | 77.9935 | 79.1323 | 80.1161 | 80.0548 | 79.7194 | 79.0032 | 77.4839 | 74.5839 | 71.6226 | 69.529 | 67.8226 | 66.6097
Michigan - Grand Rapids | Aug | H | Michigan - Grand Rapids-Aug | 58.5935 | 58.071 | 59.5032 | 58.9677 | 59.2065 | 59.4484 | 59.7129 | 63.6871 | 67.6419 | 71.6065 | 73.4645 | 75.3129 | 77.1774 | 77.5645 | 77.9323 | 78.3129 | 76.4935 | 74.6677 | 72.771 | 69.5548 | 66.4194 | 63.2516 | 62.3226 | 61.4452
Michigan - Grand Rapids | Sep | I | Michigan - Grand Rapids-Sep | 56.17 | 55.47 | 55.3233 | 54.7133 | 54.2333 | 53.9233 | 54.19 | 56.73 | 60.3867 | 63.1767 | 65.7067 | 67.2967 | 68.9433 | 69.63 | 69.4433 | 69.3033 | 68.47 | 66.1467 | 62.95 | 60.5867 | 58.76 | 57.5633 | 57.07 | 56.6267
Michigan - Grand Rapids | Oct | J | Michigan - Grand Rapids-Oct | 43.2903 | 43.029 | 42.9742 | 42.8968 | 42.729 | 42.4968 | 42.6097 | 43.3032 | 45.9258 | 48.7871 | 51.0871 | 52.8968 | 54.2452 | 54.8968 | 55.2742 | 54.8839 | 53.9194 | 51.0258 | 48.5548 | 47.2161 | 46.5968 | 45.7452 | 45 | 44.2968
Michigan - Grand Rapids | Nov | K | Michigan - Grand Rapids-Nov | 38.5567 | 38.11 | 37.75 | 37.42 | 37.15 | 37 | 37.05 | 36.84 | 38.2067 | 39.7767 | 41.6167 | 42.9367 | 43.81 | 44.4033 | 44.5933 | 44.2333 | 43.34 | 41.61 | 40.11 | 39.5867 | 39.1067 | 39.09 | 38.61 | 38.4267
Michigan - Grand Rapids | Dec | L | Michigan - Grand Rapids-Dec | 25.629 | 24.9613 | 24.6097 | 24.7581 | 24.6935 | 24.4968 | 24.6613 | 24.7806 | 24.3774 | 25.7581 | 27.2839 | 28.571 | 29.3742 | 30.0065 | 30.029 | 29.7871 | 29.1387 | 27.8903 | 27.3 | 27.0613 | 27.0806 | 26.5097 | 26.0387 | 25.5613
Michigan - Houghton | Jan | A | Michigan - Houghton-Jan | 16.0484 | 15.7645 | 15.4161 | 15.129 | 14.9065 | 14.671 | 14.4516 | 15.2516 | 16.0774 | 16.8871 | 18.5968 | 20.3194 | 22.0258 | 22.3774 | 22.7226 | 23.0774 | 22.0258 | 21.0355 | 19.9806 | 19.5355 | 19.1258 | 18.6968 | 18.2323 | 17.7387
Michigan - Houghton | Feb | B | Michigan - Houghton-Feb | 16.8964 | 15.9929 | 15.5786 | 14.6179 | 14.0929 | 13.4536 | 13.2714 | 13.3071 | 14.9607 | 17.65 | 20.2857 | 22.6607 | 24.0679 | 25.1571 | 25.6929 | 25.6643 | 24.8143 | 23.1464 | 21.3643 | 19.9786 | 19.175 | 18.2286 | 17.7393 | 17.1607
Michigan - Houghton | Mar | C | Michigan - Houghton-Mar | 25.2065 | 24.3839 | 24.3323 | 23.7516 | 23.0677 | 22.7452 | 22.1935 | 23.1871 | 25.5871 | 27.7871 | 29.3194 | 30.6548 | 31.971 | 32.6613 | 33.3065 | 33.5452 | 33.0065 | 31.7839 | 30.1903 | 28.6548 | 27.7484 | 27.1548 | 26.4452 | 26.0935
Michigan - Houghton | Apr | D | Michigan - Houghton-Apr | 34.0133 | 33.3433 | 32.63 | 31.95 | 31.99 | 32.03 | 32.09 | 34.9567 | 37.7967 | 40.6567 | 42.4 | 44.1333 | 45.88 | 46.54 | 47.2467 | 47.9033 | 46.71 | 45.4867 | 44.2467 | 41.9233 | 39.64 | 37.3567 | 36.33 | 35.31
Michigan - Houghton | May | E | Michigan - Houghton-May | 45.1355 | 44.4065 | 44.1806 | 43.3323 | 42.5129 | 42.9194 | 45.0839 | 48.1161 | 51.3258 | 54.3355 | 56.4613 | 58.1645 | 58.5968 | 59.5097 | 60.1484 | 59.9 | 58.7903 | 57.6806 | 55.7871 | 53.6032 | 51.2613 | 49.2032 | 47.929 | 46.629
Michigan - Houghton | Jun | F | Michigan - Houghton-Jun | 57.3733 | 56.54 | 55.7433 | 54.9033 | 56.0233 | 57.0733 | 58.2067 | 60.7567 | 63.3267 | 65.8967 | 67.1567 | 68.4167 | 69.6633 | 69.87 | 70.0567 | 70.25 | 69.46 | 68.72 | 67.9167 | 65.2133 | 62.5167 | 59.8233 | 58.9933 | 58.16
Michigan - Houghton | Jul | G | Michigan - Houghton-Jul | 62.1645 | 61.2323 | 58.371 | 57.4 | 58.1677 | 58.9355 | 59.6968 | 62.7645 | 65.7968 | 68.8548 | 70.5742 | 72.3065 | 74.0226 | 74.6323 | 75.2194 | 75.8226 | 74.8065 | 73.8613 | 72.8 | 70.0839 | 67.3645 | 64.6839 | 63.2032 | 61.7581
Michigan - Houghton | Aug | H | Michigan - Houghton-Aug | 58.3484 | 57.7968 | 58.5387 | 58.2968 | 57.7645 | 57.6742 | 59.0677 | 61.9839 | 64.8968 | 67.5871 | 69.3645 | 70.9387 | 72.6516 | 73.7774 | 74.2323 | 74.1677 | 73.771 | 72.2387 | 70.3355 | 67.3548 | 65.0419 | 63.9194 | 62.1839 | 61.1097
Michigan - Houghton | Sep | I | Michigan - Houghton-Sep | 52.4867 | 51.9667 | 51.4733 | 50.9733 | 51.0733 | 51.19 | 51.26 | 54.17 | 57.1 | 60.02 | 61.69 | 63.3367 | 65.01 | 65.22 | 65.3833 | 65.6 | 63.77 | 61.94 | 60.0967 | 58.2633 | 56.4667 | 54.6933 | 53.8567 | 53
Michigan - Houghton | Oct | J | Michigan - Houghton-Oct | 41.9613 | 41.6129 | 41.2323 | 40.871 | 40.5419 | 40.2419 | 39.8903 | 42.1452 | 44.3484 | 46.6065 | 48.271 | 49.8903 | 51.5484 | 51.6871 | 51.8 | 51.9419 | 50.2097 | 48.5129 | 46.7613 | 45.529 | 44.3258 | 43.1548 | 42.5839 | 42.0516
Michigan - Houghton | Nov | K | Michigan - Houghton-Nov | 34.59 | 34.4067 | 34.2267 | 34.0333 | 33.85 | 33.6367 | 33.4633 | 34.2667 | 35.03 | 35.84 | 37.02 | 38.1633 | 39.34 | 39.23 | 39.09 | 38.9767 | 37.98 | 37.0433 | 36.03 | 35.66 | 35.33 | 34.9767 | 34.83 | 34.6267
Michigan - Houghton | Dec | L | Michigan - Houghton-Dec | 20.5419 | 20.5194 | 20.4645 | 20.4355 | 20.3839 | 20.2548 | 20.1677 | 20.6258 | 21.0032 | 21.4548 | 22.5742 | 23.6419 | 24.771 | 24.6581 | 24.5645 | 24.4452 | 23.2774 | 22.1484 | 20.9935 | 20.6677 | 20.3613 | 20.0419 | 19.7516 | 19.4935
Michigan - Lansing | Jan | A | Michigan - Lansing-Jan | 18.7097 | 18.4742 | 18.2742 | 18.0323 | 17.8581 | 17.6806 | 17.4935 | 18.2548 | 18.9935 | 19.7484 | 21.2581 | 22.7387 | 24.2387 | 24.7065 | 25.1581 | 25.6452 | 24.7355 | 23.871 | 22.9452 | 22.4065 | 21.8935 | 21.3129 | 20.8613 | 20.3774
Michigan - Lansing | Feb | B | Michigan - Lansing-Feb | 20.6 | 19.9214 | 19.2536 | 18.5857 | 18.35 | 18.1393 | 17.8786 | 19.2357 | 20.5786 | 21.925 | 23.2036 | 24.4714 | 25.7643 | 26.2571 | 26.8107 | 27.3071 | 26.2036 | 25.1429 | 23.9929 | 23.3143 | 22.6643 | 22.0036 | 21.4964 | 21.0357
Michigan - Lansing | Mar | C | Michigan - Lansing-Mar | 30.9 | 30.6935 | 30.0226 | 29.9774 | 29.9548 | 29.4323 | 28.9 | 29.7484 | 32.6839 | 34.8645 | 36.8161 | 38.2258 | 39.7355 | 40.6871 | 41.4194 | 41.2645 | 40.6419 | 39.5581 | 37.1677 | 35.2065 | 34.0871 | 32.9 | 31.9968 | 31.3806
Michigan - Lansing | Apr | D | Michigan - Lansing-Apr | 43.0067 | 42.2 | 41.4167 | 40.6433 | 40.6467 | 40.68 | 40.7067 | 43.5133 | 46.3567 | 49.1667 | 50.7433 | 52.29 | 53.8633 | 54.6767 | 55.4867 | 56.2933 | 55.05 | 53.7633 | 52.44 | 50.29 | 48.1467 | 46.07 | 45.14 | 44.2367
Michigan - Lansing | May | E | Michigan - Lansing-May | 50.2097 | 49.5065 | 48.7871 | 48.0677 | 48.929 | 49.8645 | 50.7742 | 53.6935 | 56.6 | 59.5097 | 61.4774 | 63.4645 | 65.4548 | 65.8323 | 66.2 | 66.5871 | 65.2613 | 63.9419 | 62.6 | 60.1032 | 57.5516 | 55.071 | 53.6323 | 52.2387
Michigan - Lansing | Jun | F | Michigan - Lansing-Jun | 59.74 | 58.86 | 57.9667 | 57.09 | 58.3067 | 59.4833 | 60.69 | 63.58 | 66.4567 | 69.3567 | 71.0333 | 72.7533 | 74.4333 | 74.8733 | 75.32 | 75.76 | 74.7967 | 73.87 | 72.8467 | 69.6333 | 66.4267 | 63.2633 | 62.1233 | 60.9567
Michigan - Lansing | Jul | G | Michigan - Lansing-Jul | 67.6871 | 66.4645 | 63.2645 | 62.4452 | 61.571 | 61.5387 | 64.3 | 67.7645 | 70.4 | 73.0935 | 75.1806 | 77.0613 | 78.3839 | 79.2323 | 79.9645 | 80.1516 | 80.3742 | 78.9355 | 77.4645 | 74.4613 | 71.1032 | 68.9355 | 67.5 | 66.429
Michigan - Lansing | Aug | H | Michigan - Lansing-Aug | 59.6968 | 58.9935 | 60.4 | 60.0323 | 59.5032 | 59.029 | 61.4065 | 65.329 | 68.6484 | 71.5258 | 74.0968 | 75.3581 | 76.671 | 77.1613 | 77.6452 | 77.7903 | 76.4774 | 74.8484 | 72.2839 | 68.7129 | 66.6935 | 65.4677 | 64.1129 | 62.7194
Michigan - Lansing | Sep | I | Michigan - Lansing-Sep | 56.2867 | 55.8867 | 55.91 | 55.4533 | 54.83 | 54.1867 | 54.8067 | 58.0367 | 61.3933 | 64.5767 | 66.66 | 68.2467 | 70.1133 | 71.0033 | 71.56 | 71.17 | 69.9067 | 67.72 | 63.7633 | 60.9433 | 59.2367 | 58.36 | 57.2367 | 56.4733
Michigan - Lansing | Oct | J | Michigan - Lansing-Oct | 46.3613 | 46.2839 | 46.2129 | 46.1129 | 45.929 | 45.7935 | 45.5839 | 48.3645 | 51.1645 | 53.929 | 55.5419 | 57.1581 | 58.7774 | 58.7387 | 58.7161 | 58.7 | 56.3226 | 53.9935 | 51.6 | 50.4548 | 49.3516 | 48.2226 | 47.4839 | 46.8032
Michigan - Lansing | Nov | K | Michigan - Lansing-Nov | 38.21 | 37.6167 | 37.0033 | 36.3767 | 36.0167 | 35.65 | 35.2667 | 36.68 | 38.1033 | 39.53 | 40.9667 | 42.3967 | 43.83 | 43.9733 | 44.1 | 44.26 | 42.8367 | 41.4933 | 40.0567 | 39.53 | 39.04 | 38.51 | 38.2333 | 37.9833
Michigan - Lansing | Dec | L | Michigan - Lansing-Dec | 24.5581 | 24.4581 | 24.3903 | 24.2677 | 24.1194 | 23.9645 | 23.8452 | 24.3806 | 24.9129 | 25.4419 | 26.4613 | 27.4677 | 28.471 | 28.4677 | 28.4516 | 28.4613 | 27.3323 | 26.2161 | 25.0839 | 24.8516 | 24.5839 | 24.3323 | 24.0839 | 23.8645
Michigan - Muskegon | Jan | A | Michigan - Muskegon-Jan | 23.7548 | 23.8452 | 23.4903 | 23.0548 | 22.5452 | 21.9935 | 21.9613 | 21.9516 | 22.1613 | 22.7419 | 23.7774 | 24.3871 | 24.6806 | 24.7097 | 25.0387 | 24.8645 | 24.7839 | 24.2097 | 24.0452 | 23.971 | 23.9161 | 23.8484 | 23.5645 | 23.7419
Michigan - Muskegon | Feb | B | Michigan - Muskegon-Feb | 22.8143 | 22.5714 | 22.3214 | 22.075 | 21.6036 | 21.1357 | 20.675 | 21.1107 | 21.5179 | 21.9536 | 22.8607 | 23.6929 | 24.5821 | 24.8893 | 25.1714 | 25.4643 | 24.9786 | 24.5321 | 24.0214 | 23.8464 | 23.7 | 23.55 | 23.1 | 22.6464
Michigan - Muskegon | Mar | C | Michigan - Muskegon-Mar | 30.9613 | 30.6839 | 30.4065 | 30.0774 | 29.9 | 29.7452 | 29.5258 | 30.8548 | 32.1548 | 33.4935 | 35.0194 | 36.5645 | 38.0839 | 38.3032 | 38.5129 | 38.7161 | 37.8968 | 37.1323 | 36.2484 | 35.271 | 34.3516 | 33.3742 | 32.829 | 32.329
Michigan - Muskegon | Apr | D | Michigan - Muskegon-Apr | 40.8933 | 40.2233 | 39.1467 | 38.8767 | 38.2233 | 37.3767 | 37.9633 | 40.77 | 43.54 | 46.13 | 47.9067 | 49.27 | 50.0967 | 50.3533 | 49.4733 | 49.4 | 49.6233 | 48.6467 | 46.41 | 44.0333 | 42.49 | 41.9333 | 41.2533 | 41.1567
Michigan - Muskegon | May | E | Michigan - Muskegon-May | 51.2387 | 50.5129 | 49.7935 | 49.0613 | 49.5097 | 49.9839 | 50.4516 | 53.4323 | 56.429 | 59.4129 | 60.9613 | 62.529 | 64.0742 | 64.2 | 64.3065 | 64.4387 | 63.2323 | 62.0097 | 60.8032 | 58.7774 | 56.7645 | 54.7097 | 53.8677 | 53.0903
Michigan - Muskegon | Jun | F | Michigan - Muskegon-Jun | 62.0367 | 61.24 | 60.46 | 59.6667 | 60.0967 | 60.5833 | 61.03 | 63.6333 | 66.2433 | 68.83 | 70.0367 | 71.2567 | 72.4633 | 73.07 | 73.6433 | 74.25 | 73.15 | 72.0467 | 70.8667 | 68.6233 | 66.4433 | 64.25 | 63.52 | 62.8067
Michigan - Muskegon | Jul | G | Michigan - Muskegon-Jul | 67.0677 | 66.3613 | 63.7032 | 63.0194 | 63.4903 | 63.9484 | 64.4 | 67.0452 | 69.6839 | 72.3323 | 73.2484 | 74.1516 | 75.0613 | 75.3129 | 75.5645 | 75.8258 | 75.0774 | 74.3581 | 73.5323 | 71.4903 | 69.4419 | 67.4097 | 66.5258 | 65.7
Michigan - Muskegon | Aug | H | Michigan - Muskegon-Aug | 61.5419 | 61.1903 | 62.5742 | 62.1 | 61.8258 | 61.729 | 62.8903 | 66.3581 | 69.5323 | 71.7484 | 73.5355 | 74.6484 | 75.7065 | 76.3806 | 76.2323 | 75.929 | 75.0774 | 74.1419 | 72.7194 | 69.4484 | 67.2226 | 66.4194 | 65.4194 | 64.171
Michigan - Muskegon | Sep | I | Michigan - Muskegon-Sep | 57.51 | 57.1333 | 56.82 | 56.49 | 56.43 | 56.3467 | 56.2267 | 59.0733 | 61.9467 | 64.79 | 65.92 | 67.0033 | 68.11 | 68.6633 | 69.1667 | 69.7133 | 67.78 | 65.8267 | 63.9267 | 62.3267 | 60.7933 | 59.2433 | 58.6333 | 58.0167
Michigan - Muskegon | Oct | J | Michigan - Muskegon-Oct | 50.6065 | 50.0419 | 49.5355 | 48.9774 | 48.7774 | 48.6 | 48.3806 | 50.2935 | 52.1935 | 54.0903 | 55.1355 | 56.171 | 57.2065 | 57.3839 | 57.571 | 57.7484 | 56.0097 | 54.3129 | 52.5355 | 51.9742 | 51.371 | 50.7742 | 50.629 | 50.4742
Michigan - Muskegon | Nov | K | Michigan - Muskegon-Nov | 38.01 | 37.73 | 37.45 | 37.1667 | 37.0367 | 36.9167 | 36.8 | 37.6733 | 38.5233 | 39.4 | 40.1767 | 40.9167 | 41.7067 | 41.55 | 41.4267 | 41.2633 | 40.38 | 39.5467 | 38.61 | 38.1933 | 37.78 | 37.3733 | 37.4167 | 37.4833
Michigan - Muskegon | Dec | L | Michigan - Muskegon-Dec | 26.5194 | 26.229 | 25.9613 | 25.6484 | 25.3419 | 25.0323 | 24.7194 | 25.1226 | 25.4581 | 25.8355 | 26.6452 | 27.4258 | 28.2387 | 28.2194 | 28.2097 | 28.1968 | 27.7323 | 27.329 | 26.8581 | 26.6258 | 26.4355 | 26.1968 | 25.9032 | 25.6355
Michigan - Sault Ste Marie | Jan | A | Michigan - Sault Ste Marie-Jan | 14.0129 | 13.8968 | 13.5194 | 12.9032 | 12.5581 | 12.6 | 11.9935 | 11.6 | 11.7516 | 12.8774 | 14.3452 | 15.8032 | 17.4839 | 18.3871 | 18.7968 | 18.6097 | 17.8161 | 16.8871 | 16.7129 | 16.1871 | 15.5742 | 15.2645 | 14.7355 | 14.2677
Michigan - Sault Ste Marie | Feb | B | Michigan - Sault Ste Marie-Feb | 13.275 | 12.5036 | 12.3036 | 12.05 | 11.9607 | 11.8179 | 11.7 | 11.3786 | 11.6393 | 12.6036 | 14.1643 | 15.9357 | 17.5679 | 19.1 | 19.85 | 20.2071 | 20.225 | 19.1357 | 17.6107 | 16.7607 | 16.0107 | 15.55 | 14.8 | 14.325
Michigan - Sault Ste Marie | Mar | C | Michigan - Sault Ste Marie-Mar | 21.9 | 21.0548 | 20.6323 | 19.8903 | 19.1968 | 18.2387 | 17.7097 | 18.5677 | 20.9613 | 23.4935 | 25.4903 | 27.471 | 28.2806 | 29.1968 | 29.2065 | 28.7742 | 28.5226 | 27.729 | 26.2806 | 25.1 | 24.3129 | 23.9387 | 23.3 | 22.7065
Michigan - Sault Ste Marie | Apr | D | Michigan - Sault Ste Marie-Apr | 33.2233 | 32.7533 | 32.35 | 31.8767 | 32.0433 | 32.24 | 32.4333 | 35.06 | 37.71 | 40.3333 | 41.9633 | 43.6467 | 45.27 | 45.3933 | 45.49 | 45.6 | 44.19 | 42.7333 | 41.2333 | 39.1667 | 37.1867 | 35.2067 | 34.67 | 34.1667
Michigan - Sault Ste Marie | May | E | Michigan - Sault Ste Marie-May | 45.3355 | 44.7032 | 44.2935 | 43.9032 | 43.4968 | 44.0032 | 46.9742 | 50.171 | 53.2839 | 56.0613 | 58.5097 | 59.8903 | 60.971 | 61.8742 | 61.6645 | 61.5129 | 60.0097 | 58.0323 | 55.5355 | 51.8774 | 49.1935 | 47.7742 | 46.5677 | 46.0097
Michigan - Sault Ste Marie | Jun | F | Michigan - Sault Ste Marie-Jun | 52.6133 | 52.22 | 51.56 | 51.3467 | 51.0333 | 52.35 | 55.2533 | 59.19 | 62.2467 | 64.5533 | 66.5367 | 67.76 | 68.4467 | 69.1767 | 69.0933 | 68.46 | 67.75 | 66.31 | 64.15 | 60.5233 | 57.4567 | 56.2233 | 54.6367 | 53.27
Michigan - Sault Ste Marie | Jul | G | Michigan - Sault Ste Marie-Jul | 58.6032 | 57.8645 | 55.4839 | 54.7419 | 55.6419 | 56.5161 | 57.4194 | 60.6 | 63.729 | 66.8935 | 68.3 | 69.6548 | 71.0387 | 71.1935 | 71.3613 | 71.5097 | 70.1161 | 68.7355 | 67.2484 | 64.3452 | 61.4968 | 58.6645 | 58.0161 | 57.3871
Michigan - Sault Ste Marie | Aug | H | Michigan - Sault Ste Marie-Aug | 54.4516 | 53.9581 | 55.3613 | 54.8677 | 54.6161 | 54.6065 | 56.771 | 60.6968 | 63.9935 | 66.1903 | 68.4129 | 69.6419 | 70.7355 | 71.4161 | 71.4161 | 70.8645 | 69.6226 | 68.1742 | 66.1548 | 62.4065 | 59.9871 | 58.6839 | 57.4516 | 56.8129
Michigan - Sault Ste Marie | Sep | I | Michigan - Sault Ste Marie-Sep | 51.5133 | 51.2933 | 51.0733 | 50.8233 | 50.7767 | 50.7167 | 50.6833 | 52.7133 | 54.7133 | 56.7367 | 58.2367 | 59.7633 | 61.2567 | 61.22 | 61.1767 | 61.1433 | 59.3767 | 57.67 | 55.8933 | 54.7467 | 53.63 | 52.5067 | 52.1367 | 51.7933
Michigan - Sault Ste Marie | Oct | J | Michigan - Sault Ste Marie-Oct | 40.6194 | 39.9839 | 39.7968 | 39.7742 | 39.5774 | 39.5129 | 39.6677 | 41.1226 | 42.6226 | 44.771 | 46.7323 | 48.6258 | 50.571 | 51.7258 | 51.8581 | 51.671 | 50.0839 | 47.8742 | 45.6903 | 44.1677 | 43.3903 | 42.1194 | 41.3387 | 40.8774
Michigan - Sault Ste Marie | Nov | K | Michigan - Sault Ste Marie-Nov | 32.5933 | 32.6167 | 32.16 | 31.9 | 32.0033 | 31.76 | 31.6233 | 31.4267 | 32.5267 | 33.6633 | 35.8267 | 36.7267 | 37.5367 | 38.0233 | 38.12 | 37.4133 | 36.2067 | 35.0333 | 34.8633 | 34.2967 | 33.4567 | 32.7667 | 32.5433 | 32.6033
Michigan - Sault Ste Marie | Dec | L | Michigan - Sault Ste Marie-Dec | 18.8645 | 18.7903 | 18.7 | 18.6355 | 18.5 | 18.3484 | 18.1903 | 18.3323 | 18.4806 | 18.6355 | 19.5323 | 20.4226 | 21.3387 | 21.4516 | 21.6 | 21.7129 | 20.9613 | 20.2484 | 19.529 | 19.1129 | 18.7129 | 18.3 | 18.0032 | 17.7065
Michigan - Traverse City | Jan | A | Michigan - Traverse City-Jan | 19.4258 | 19.4161 | 19.5903 | 19.2581 | 19.229 | 19.6903 | 19.5839 | 19.8484 | 20.2419 | 21.0065 | 22.4258 | 23.4484 | 24.2129 | 24.8677 | 25.1161 | 24.6516 | 23.8774 | 22.8839 | 22.0387 | 21.4065 | 20.9548 | 20.7742 | 20.3774 | 19.9419
Michigan - Traverse City | Feb | B | Michigan - Traverse City-Feb | 18.6571 | 18.3786 | 18.0643 | 17.7857 | 17.125 | 16.4857 | 15.8143 | 16.9964 | 18.1429 | 19.3107 | 20.8464 | 22.3464 | 23.8643 | 24.2286 | 24.5571 | 24.9179 | 23.8429 | 22.8571 | 21.6607 | 20.6357 | 19.625 | 18.575 | 18.2857 | 18.0286
Michigan - Traverse City | Mar | C | Michigan - Traverse City-Mar | 25.2774 | 24.5774 | 24.0032 | 23.5581 | 22.8677 | 22.1161 | 21.9194 | 23.2 | 26.3226 | 29.3194 | 31.6129 | 33.2613 | 34.5839 | 35.371 | 35.9903 | 35.9484 | 35.6161 | 34.1129 | 32.2452 | 30.6097 | 29.2903 | 28.0452 | 27.3323 | 26.9226
Michigan - Traverse City | Apr | D | Michigan - Traverse City-Apr | 41.9033 | 41.26 | 40.6533 | 40 | 39.8067 | 39.5867 | 39.39 | 42.33 | 45.2933 | 48.2333 | 49.9033 | 51.5767 | 53.2467 | 53.4933 | 53.7433 | 54.0167 | 52.6367 | 51.2833 | 49.9 | 47.9633 | 46.01 | 44.0933 | 43.52 | 42.96
Michigan - Traverse City | May | E | Michigan - Traverse City-May | 47.5387 | 46.6226 | 46.2452 | 45.929 | 46.2581 | 47.1129 | 48.9226 | 52.4258 | 55.5226 | 58.2935 | 60 | 61.9935 | 63.1419 | 63.9935 | 63.4129 | 63.3903 | 61.7484 | 60.7194 | 58.1484 | 54.2226 | 53.0194 | 51.7226 | 50.7581 | 49.0806
Michigan - Traverse City | Jun | F | Michigan - Traverse City-Jun | 54.8767 | 54.4267 | 54.0033 | 53.5567 | 54.86 | 56.18 | 57.54 | 60.87 | 64.19 | 67.5333 | 69.3733 | 71.1633 | 73.02 | 72.8967 | 72.7733 | 72.6433 | 70.8967 | 69.1367 | 67.3533 | 64.4967 | 61.66 | 58.8067 | 57.61 | 56.4333
Michigan - Traverse City | Jul | G | Michigan - Traverse City-Jul | 66.9258 | 66.0806 | 63.3645 | 62.4935 | 63.029 | 63.4935 | 64.0452 | 66.9161 | 69.7774 | 72.6484 | 74.1548 | 75.6968 | 77.2 | 77.6774 | 78.171 | 78.6419 | 77.5742 | 76.4452 | 75.3065 | 72.7226 | 70.1806 | 67.6387 | 66.7097 | 65.8258
Michigan - Traverse City | Aug | H | Michigan - Traverse City-Aug | 59.5065 | 59.2258 | 60.5613 | 59.5806 | 58.7968 | 58.3548 | 60.0129 | 63.6452 | 66.9903 | 70.1097 | 72.6839 | 74.4839 | 76.1935 | 76.2968 | 76.829 | 76.5129 | 75.6871 | 74.7226 | 72.9419 | 68.8484 | 66.3129 | 64.129 | 62.9677 | 62.1871
Michigan - Traverse City | Sep | I | Michigan - Traverse City-Sep | 56.25 | 55.4833 | 55.1433 | 54.8 | 54.6733 | 54.1767 | 54.5867 | 56.87 | 59.7233 | 61.8967 | 64.3367 | 66.1367 | 67.1333 | 67.8533 | 67.86 | 67.7667 | 67.04 | 65.8433 | 63.09 | 60.34 | 59.0067 | 57.9733 | 57.2533 | 56.5567
Michigan - Traverse City | Oct | J | Michigan - Traverse City-Oct | 44.1516 | 44.0419 | 43.5097 | 43.171 | 43.5065 | 43.5065 | 44.071 | 44.7581 | 47.0613 | 49.4097 | 51.3645 | 52.8613 | 53.6774 | 54.4677 | 54.8613 | 54.5 | 53.4387 | 51.3903 | 48.9323 | 47.9806 | 46.6774 | 45.9323 | 45.1677 | 44.9581
Michigan - Traverse City | Nov | K | Michigan - Traverse City-Nov | 36.3833 | 36.05 | 35.71 | 35.3433 | 35.2333 | 35.1433 | 35.02 | 35.47 | 35.9033 | 36.37 | 37.2933 | 38.2567 | 39.18 | 39.3 | 39.39 | 39.53 | 38.4333 | 37.3433 | 36.2867 | 35.8733 | 35.5467 | 35.1633 | 35.1867 | 35.1967
Michigan - Traverse City | Dec | L | Michigan - Traverse City-Dec | 24.6065 | 24.5645 | 24.5548 | 24.4839 | 24.2129 | 23.9387 | 23.6581 | 23.6419 | 23.571 | 23.5419 | 24.2968 | 24.9871 | 25.7226 | 25.7968 | 25.829 | 25.9161 | 25.4452 | 25.0161 | 24.5677 | 24.4645 | 24.3548 | 24.2548 | 24.0677 | 23.8935
Minnesota - Duluth | Jan | A | Minnesota - Duluth-Jan | 7.9161 | 7.3839 | 6.8161 | 6.0839 | 5.3613 | 4.6323 | 4.4548 | 4.3355 | 4.1516 | 6.1613 | 8.1516 | 10.1548 | 11.2871 | 12.4258 | 13.5452 | 12.8774 | 12.2032 | 11.529 | 10.8194 | 10.0968 | 9.4032 | 8.8032 | 8.1742 | 7.5742
Minnesota - Duluth | Feb | B | Minnesota - Duluth-Feb | 8.8321 | 8.4143 | 8.0536 | 7.7714 | 7.4714 | 6.7536 | 6.1286 | 5.8857 | 7.4893 | 10.4786 | 12.875 | 14.8643 | 16.6357 | 18.1964 | 18.9964 | 19.1786 | 18.8893 | 17.2179 | 15.4571 | 14.3071 | 13.1107 | 12.5714 | 11.7607 | 11.0214
Minnesota - Duluth | Mar | C | Minnesota - Duluth-Mar | 19.9419 | 19.2935 | 18.1194 | 17.4774 | 16.5452 | 15.9 | 15.7097 | 16.9935 | 20.4452 | 22.8097 | 24.5903 | 25.8806 | 27.2613 | 27.9355 | 28.0742 | 28.0129 | 27.3839 | 26.4548 | 25.0613 | 23.9129 | 22.8968 | 21.8484 | 21.171 | 20.5677
Minnesota - Duluth | Apr | D | Minnesota - Duluth-Apr | 33.06 | 32.5833 | 32.0033 | 31.8567 | 31.6733 | 31.4933 | 33.1933 | 34.96 | 36.6933 | 38.4 | 40.12 | 41.8 | 42.21 | 42.63 | 43.03 | 42.0767 | 41.09 | 40.1333 | 38.3333 | 36.5833 | 34.79 | 34.4033 | 34.0167 | 33.6067
Minnesota - Duluth | May | E | Minnesota - Duluth-May | 42.0194 | 41.5258 | 40.9968 | 40.5548 | 40.329 | 42.5742 | 46.0065 | 48.3419 | 50.0226 | 51.3161 | 52.6258 | 54.4581 | 55.5645 | 56.4581 | 56.7839 | 56.1839 | 55.5581 | 54.4677 | 52.1935 | 49.329 | 46.9581 | 45.5 | 44.229 | 43.3968
Minnesota - Duluth | Jun | F | Minnesota - Duluth-Jun | 52.68 | 52.0033 | 51.2867 | 52.0767 | 52.8767 | 53.6833 | 56.4133 | 59.2467 | 62.0533 | 63.6733 | 65.3333 | 66.9667 | 67.2533 | 67.5667 | 67.8633 | 67.1167 | 66.4333 | 65.6833 | 62.9133 | 60.18 | 57.45 | 56.0767 | 54.7667 | 53.4233
Minnesota - Duluth | Jul | G | Minnesota - Duluth-Jul | 61.3323 | 60.5581 | 58.2484 | 57.3839 | 57.1387 | 58.7194 | 62.1871 | 65.1452 | 67.5774 | 69.4065 | 70.9516 | 71.6226 | 72.5387 | 72.6839 | 72.9645 | 73.0097 | 72.0677 | 71.1742 | 69.6258 | 66.5129 | 63.8839 | 62.3677 | 61.4129 | 60.6258
Minnesota - Duluth | Aug | H | Minnesota - Duluth-Aug | 53.8742 | 53.2742 | 54.5871 | 54.6323 | 54.6839 | 54.7226 | 57.7323 | 60.7161 | 63.7323 | 65.4097 | 67.0742 | 68.7548 | 69.1903 | 69.5774 | 70.0032 | 68.9903 | 67.9613 | 66.9516 | 64.0452 | 61.1645 | 58.3226 | 57.6194 | 56.9161 | 56.1935
Minnesota - Duluth | Sep | I | Minnesota - Duluth-Sep | 49.1467 | 48.85 | 48.4667 | 47.89 | 47.3733 | 46.7933 | 48.76 | 50.73 | 52.68 | 54.2967 | 55.91 | 57.5267 | 58.13 | 58.7333 | 59.3333 | 58.18 | 57.0467 | 55.8867 | 54.37 | 52.8367 | 51.3133 | 50.67 | 50.05 | 49.3533
Minnesota - Duluth | Oct | J | Minnesota - Duluth-Oct | 39.9 | 39.471 | 38.9806 | 38.4 | 37.8516 | 37.2677 | 38.6774 | 40.1677 | 41.6581 | 43.5452 | 45.4194 | 47.3065 | 47.9677 | 48.6258 | 49.2774 | 47.6839 | 46.1161 | 44.5129 | 43.3452 | 42.1935 | 41.0355 | 40.6613 | 40.2935 | 39.9323
Minnesota - Duluth | Nov | K | Minnesota - Duluth-Nov | 26.43 | 26.2467 | 25.7933 | 25.3533 | 25.2267 | 25.2667 | 25.0933 | 25.2967 | 26.5467 | 28.4333 | 30.0733 | 31.2167 | 31.9767 | 32.5367 | 32.53 | 31.84 | 30.5167 | 29.6267 | 28.9933 | 28.3133 | 27.74 | 27.33 | 26.9133 | 26.4533
Minnesota - Duluth | Dec | L | Minnesota - Duluth-Dec | 11.2806 | 11.071 | 10.5548 | 10.0226 | 9.7097 | 10.7935 | 9.5258 | 9.0613 | 9.8194 | 11.9 | 13.8032 | 15.2839 | 16.4839 | 17.0935 | 17.3032 | 16.8935 | 15.3581 | 14.2 | 13.4323 | 12.4129 | 12.2452 | 11.6645 | 11.2484 | 10.4097
Minnesota - International Falls | Jan | A | Minnesota - International Falls-Jan | -0.4871 | -1.1871 | -1.6 | -1.7484 | -1.9419 | -2.4677 | -2.929 | -2.9645 | -2.9935 | -0.14194 | 2.5677 | 4.5161 | 6.2194 | 7.5774 | 7.9774 | 7.6452 | 6.3419 | 4.6161 | 3.4742 | 2.8355 | 1.7258 | 0.94194 | 0.19355 | -0.41935
Minnesota - International Falls | Feb | B | Minnesota - International Falls-Feb | 6.9107 | 5.825 | 4.75 | 4.3143 | 3.9036 | 3.4393 | 4.0786 | 4.7071 | 5.3607 | 8.4679 | 11.5643 | 14.6643 | 16.15 | 17.6393 | 19.1214 | 18.3857 | 17.6179 | 16.8643 | 15.6143 | 14.3714 | 13.1429 | 11.6143 | 10.1 | 8.6179
Minnesota - International Falls | Mar | C | Minnesota - International Falls-Mar | 18.5194 | 17.5194 | 16.4742 | 15.871 | 15.2548 | 14.629 | 16.0355 | 17.4903 | 18.9226 | 21.4548 | 23.9194 | 26.4548 | 27.5677 | 28.6677 | 29.7903 | 29.2548 | 28.7839 | 28.2581 | 27 | 25.7774 | 24.529 | 23.1355 | 21.7968 | 20.429
Minnesota - International Falls | Apr | D | Minnesota - International Falls-Apr | 31.3367 | 30.3567 | 29.3133 | 28.5067 | 27.79 | 27.7467 | 29.72 | 33.2433 | 36.16 | 38.8767 | 40.8333 | 42.0967 | 43.5 | 44.0333 | 44.6033 | 45.0867 | 44.5333 | 43.47 | 40.7967 | 38.1633 | 36.6433 | 35.4633 | 34.0967 | 33.0033
Minnesota - International Falls | May | E | Minnesota - International Falls-May | 44.829 | 43.8613 | 43.2484 | 42.9097 | 42.8355 | 43.9226 | 47.2419 | 50.1387 | 52.6032 | 55.2516 | 57.6161 | 59.2968 | 60.8323 | 60.7548 | 61 | 60.7194 | 59.8355 | 58.9839 | 56.9226 | 53.7839 | 50.5677 | 48.8129 | 47.4387 | 46.8839
Minnesota - International Falls | Jun | F | Minnesota - International Falls-Jun | 53.8033 | 53.2067 | 52.55 | 52.8433 | 53.1067 | 53.4267 | 56.29 | 59.1567 | 62.0433 | 63.6233 | 65.23 | 66.8067 | 67.38 | 67.9233 | 68.4933 | 67.9933 | 67.5367 | 67.03 | 64.26 | 61.4867 | 58.72 | 57.26 | 55.86 | 54.45
Minnesota - International Falls | Jul | G | Minnesota - International Falls-Jul | 59.3742 | 58.9032 | 56.229 | 56.2742 | 56.3484 | 56.3935 | 59.8871 | 63.3903 | 66.8839 | 68.4 | 69.9419 | 71.4581 | 72.071 | 72.6548 | 73.2806 | 72.971 | 72.7032 | 72.3968 | 69.3645 | 66.329 | 63.3484 | 61.6097 | 59.8806 | 58.1484
Minnesota - International Falls | Aug | H | Minnesota - International Falls-Aug | 54.1323 | 53.4258 | 54.8903 | 54.329 | 53.7548 | 54.1 | 57.2677 | 60.9903 | 64.0387 | 66.6452 | 68.6419 | 70.1226 | 70.8452 | 71.8129 | 71.8935 | 71.3968 | 70.2581 | 68.9742 | 66.3742 | 62.371 | 59.8968 | 58.9097 | 57.9935 | 57.1548
Minnesota - International Falls | Sep | I | Minnesota - International Falls-Sep | 47.6867 | 46.6367 | 46.18 | 46.1267 | 45.5533 | 44.6367 | 45.5933 | 49.03 | 52.4767 | 55.35 | 57.6767 | 58.8533 | 60.33 | 61.5933 | 61.92 | 61.57 | 60.53 | 58.3233 | 54.8333 | 52.8233 | 51.7467 | 50.7067 | 49.8133 | 48.6933
Minnesota - International Falls | Oct | J | Minnesota - International Falls-Oct | 38.7419 | 38.3258 | 37.8806 | 37.2419 | 36.6258 | 35.9806 | 37.0581 | 38.2258 | 39.3645 | 41.371 | 43.3774 | 45.3774 | 46.5194 | 47.6484 | 48.7935 | 47.0419 | 45.2613 | 43.5194 | 42.2968 | 41.0742 | 39.8806 | 39.4935 | 39.1258 | 38.7484
Minnesota - International Falls | Nov | K | Minnesota - International Falls-Nov | 26.6067 | 26.4 | 25.95 | 25.58 | 25.37 | 24.98 | 24.7267 | 24.6967 | 25.8633 | 27.5133 | 29.1833 | 30.4467 | 31.4733 | 32.2667 | 32.3067 | 31.5033 | 29.8133 | 28.6067 | 28.0533 | 27.7267 | 27.1133 | 26.8533 | 26.5067 | 26.25
Minnesota - International Falls | Dec | L | Minnesota - International Falls-Dec | 8.7935 | 8.7387 | 8.8613 | 8.6387 | 8.5774 | 8.3194 | 8.1323 | 7.9871 | 8.1613 | 9.2581 | 10.9935 | 12.3806 | 13.6516 | 14.1613 | 14.0032 | 13.1903 | 11.7 | 10.8097 | 10.4161 | 10.1806 | 9.8516 | 9.3548 | 8.6484 | 8.2742
Minnesota - Minneapolis | Jan | A | Minnesota - Minneapolis-Jan | 8.1387 | 8.0935 | 7.8774 | 7.6032 | 7.4548 | 7.229 | 7.3355 | 7.3323 | 8.0258 | 9.7258 | 11.9226 | 13.6806 | 15.3871 | 16.1742 | 16.3323 | 15.8419 | 14.4677 | 12.9871 | 12.1387 | 11.6032 | 10.9355 | 10.0097 | 9.5452 | 9.2129
Minnesota - Minneapolis | Feb | B | Minnesota - Minneapolis-Feb | 15.3036 | 14.4786 | 13.7214 | 13.4214 | 13.475 | 12.8357 | 12.1357 | 12.1321 | 13.1893 | 15.325 | 17.7357 | 19.8071 | 21.5036 | 22.6321 | 23.1607 | 23.1857 | 22.5214 | 21.125 | 20.1929 | 19.4714 | 18.7536 | 18.525 | 17.6071 | 16.9321
Minnesota - Minneapolis | Mar | C | Minnesota - Minneapolis-Mar | 28.8677 | 28.1774 | 28.2194 | 28.0097 | 27.1355 | 27.0645 | 27.4161 | 29.2935 | 31.0968 | 33.2871 | 35.3226 | 36.8161 | 37.6032 | 38.3935 | 38.5387 | 38.5355 | 37.9 | 36.5516 | 34.6065 | 33.629 | 32.6484 | 31.6065 | 30.7968 | 30.3419
Minnesota - Minneapolis | Apr | D | Minnesota - Minneapolis-Apr | 42.82 | 42.2767 | 41.7867 | 40.9267 | 39.9767 | 40.1667 | 42.0733 | 44.73 | 47.7567 | 49.8567 | 51.4333 | 52.9367 | 54.1667 | 54.9267 | 55.68 | 55.6 | 54.7333 | 53.32 | 50.88 | 48.3733 | 46.9367 | 45.52 | 44.4933 | 43.68
Minnesota - Minneapolis | May | E | Minnesota - Minneapolis-May | 54.5677 | 53.9161 | 53.2419 | 53.0097 | 52.8226 | 52.6129 | 55.6677 | 58.6742 | 61.6935 | 63.6774 | 65.6613 | 67.6613 | 68.271 | 68.8677 | 69.4903 | 68.6452 | 67.8484 | 67.0226 | 64.5419 | 62.0968 | 59.671 | 58.2806 | 56.9839 | 55.6548
Minnesota - Minneapolis | Jun | F | Minnesota - Minneapolis-Jun | 61.9067 | 61.09 | 60.2667 | 60.6333 | 61.0567 | 61.43 | 64.2433 | 67.0767 | 69.8933 | 71.84 | 73.8233 | 75.78 | 76.26 | 76.74 | 77.2333 | 76.6333 | 76.0933 | 75.5133 | 73.0267 | 70.6267 | 68.2067 | 66.4933 | 64.83 | 63.1333
Minnesota - Minneapolis | Jul | G | Minnesota - Minneapolis-Jul | 68.4 | 67.6161 | 64.8903 | 64.7903 | 64.7419 | 64.6613 | 66.9484 | 69.2774 | 71.6194 | 73.3258 | 75.0935 | 76.8129 | 77.5645 | 78.3226 | 79.0935 | 78.6581 | 78.2484 | 77.8226 | 75.4097 | 73.0581 | 70.7161 | 69.4935 | 68.2677 | 67.0903
Minnesota - Minneapolis | Aug | H | Minnesota - Minneapolis-Aug | 63.8355 | 62.971 | 63.9194 | 63.2065 | 62.7871 | 63.2161 | 65.7968 | 68.6613 | 71.3226 | 73.8032 | 75.6097 | 76.7387 | 77.8871 | 78.1484 | 78.2032 | 77.9613 | 77.371 | 76.1161 | 73.9032 | 71.7161 | 70.1677 | 68.8645 | 67.6806 | 66.671
Minnesota - Minneapolis | Sep | I | Minnesota - Minneapolis-Sep | 56.2967 | 55.6533 | 55.0067 | 54.5333 | 54.07 | 53.5833 | 55.8667 | 58.1667 | 60.48 | 62.6033 | 64.6867 | 66.8233 | 67.7833 | 68.7433 | 69.7033 | 68.46 | 67.19 | 65.9467 | 63.8167 | 61.7067 | 59.61 | 58.5733 | 57.54 | 56.5433
Minnesota - Minneapolis | Oct | J | Minnesota - Minneapolis-Oct | 43.8226 | 43.2097 | 42.5323 | 41.8258 | 41.1258 | 40.3935 | 42.4452 | 44.5742 | 46.7032 | 49.1323 | 51.5355 | 53.9742 | 54.8968 | 55.8129 | 56.7548 | 54.8613 | 52.9452 | 51.0516 | 49.5129 | 48.0161 | 46.4903 | 45.6258 | 44.7806 | 43.9452
Minnesota - Minneapolis | Nov | K | Minnesota - Minneapolis-Nov | 30.95 | 30.4967 | 30.06 | 29.8933 | 29.65 | 29.5 | 30.33 | 31.1133 | 31.97 | 33.6433 | 35.27 | 36.94 | 37.5867 | 38.2367 | 38.8967 | 37.61 | 36.3133 | 35.0333 | 34.26 | 33.5233 | 32.7367 | 32.2233 | 31.7167 | 31.2133
Minnesota - Minneapolis | Dec | L | Minnesota - Minneapolis-Dec | 16.8097 | 16.4839 | 15.8968 | 15.5645 | 14.8613 | 14.5968 | 14.4516 | 14.2161 | 15.1161 | 16.4871 | 18.2065 | 19.7323 | 20.7774 | 21.4419 | 21.3774 | 20.5935 | 19.3161 | 18.6419 | 17.8226 | 17.3194 | 17.0032 | 16.7742 | 16.1871 | 15.6484
Minnesota - Rochester | Jan | A | Minnesota - Rochester-Jan | 14.629 | 13.7613 | 13.4613 | 13.071 | 12.6774 | 12.6677 | 12.2903 | 11.9355 | 13.6226 | 15.5161 | 17.3742 | 18.9161 | 20.3935 | 21.2 | 21.6452 | 21.2194 | 19.7774 | 18.8613 | 18.4032 | 17.9484 | 17.2742 | 16.4129 | 15.7226 | 15.2065
Minnesota - Rochester | Feb | B | Minnesota - Rochester-Feb | 14.3321 | 13.8607 | 13.1107 | 12.5786 | 12.2321 | 11.7143 | 11.55 | 11.7536 | 13.6429 | 15.6679 | 17.6286 | 19.4536 | 20.9357 | 22.0357 | 22.7536 | 21.8393 | 20.8 | 18.5393 | 17.3929 | 16.4607 | 15.875 | 15.4964 | 15.1714 | 14.925
Minnesota - Rochester | Mar | C | Minnesota - Rochester-Mar | 25.9129 | 25.5161 | 25.0774 | 24.3484 | 23.6323 | 22.8677 | 23.6484 | 24.4613 | 25.2484 | 26.9323 | 28.6032 | 30.2871 | 31.1129 | 31.9129 | 32.7355 | 32.0581 | 31.3968 | 30.7097 | 29.6548 | 28.5645 | 27.4839 | 27.1613 | 26.8645 | 26.5355
Minnesota - Rochester | Apr | D | Minnesota - Rochester-Apr | 39.92 | 39.29 | 38.6067 | 38.1467 | 37.7167 | 37.2767 | 39.4367 | 41.6267 | 43.8167 | 45.7733 | 47.72 | 49.6767 | 50.9967 | 52.2733 | 53.6133 | 52.8133 | 51.9767 | 51.1867 | 48.64 | 46.12 | 43.61 | 42.83 | 42.0167 | 41.25
Minnesota - Rochester | May | E | Minnesota - Rochester-May | 51.5129 | 50.7839 | 50.0226 | 49.9742 | 49.9323 | 49.8839 | 52.9968 | 56.1129 | 59.2323 | 61.0548 | 62.871 | 64.6871 | 65.2774 | 65.8452 | 66.429 | 65.4581 | 64.4968 | 63.5194 | 60.8581 | 58.1968 | 55.5484 | 54.5677 | 53.5935 | 52.6484
Minnesota - Rochester | Jun | F | Minnesota - Rochester-Jun | 61.2867 | 60.6467 | 59.9867 | 60.2433 | 60.5033 | 60.74 | 63.4333 | 66.15 | 68.85 | 70.4333 | 72.0033 | 73.5633 | 74.3533 | 75.12 | 75.9133 | 74.95 | 74.04 | 73.0633 | 70.6433 | 68.24 | 65.8733 | 64.7367 | 63.56 | 62.4033
Minnesota - Rochester | Jul | G | Minnesota - Rochester-Jul | 66.0097 | 65.2323 | 62.7258 | 62.1452 | 62.0839 | 63.4871 | 66.7452 | 69.9645 | 72.3226 | 74.0484 | 75.9355 | 77.0065 | 78.3032 | 78.9484 | 78.3548 | 78.4258 | 77.7774 | 76.6226 | 73.7387 | 69.9484 | 68.0742 | 66.3161 | 65.4323 | 64.3452
Minnesota - Rochester | Aug | H | Minnesota - Rochester-Aug | 59.8484 | 59.4419 | 60.871 | 60.629 | 60.3806 | 60.1419 | 63.129 | 66.1387 | 69.1323 | 71.271 | 73.4516 | 75.5677 | 75.9774 | 76.3387 | 76.7387 | 75.6129 | 74.5129 | 73.3871 | 70.4903 | 67.6452 | 64.8129 | 63.9032 | 63.0129 | 62.1032
Minnesota - Rochester | Sep | I | Minnesota - Rochester-Sep | 51.04 | 50.69 | 50.21 | 49.9633 | 49.92 | 50.0433 | 51.5467 | 54.8733 | 57.9033 | 60.6533 | 62.7067 | 63.9967 | 65.1533 | 65.4167 | 65.49 | 64.9467 | 63.6367 | 60.58 | 56.6733 | 54.6267 | 53.6333 | 53.1967 | 52.5067 | 51.95
Minnesota - Rochester | Oct | J | Minnesota - Rochester-Oct | 45.7516 | 45.4452 | 45.0839 | 44.729 | 44.4194 | 44.0871 | 45.8129 | 47.4935 | 49.2129 | 51.1065 | 53 | 54.9 | 55.2871 | 55.6452 | 56.0355 | 54.1323 | 52.2581 | 50.3613 | 49.2452 | 48.129 | 46.9968 | 46.6226 | 46.3 | 45.9355
Minnesota - Rochester | Nov | K | Minnesota - Rochester-Nov | 30.0867 | 29.79 | 29.57 | 29.0233 | 28.6 | 28.3967 | 28.2733 | 29.1567 | 31.1 | 33.1667 | 34.7567 | 35.8667 | 37.04 | 37.7033 | 37.51 | 36.82 | 34.78 | 33.3467 | 32.58 | 31.95 | 31.2733 | 30.9033 | 30.6567 | 30.2933
Minnesota - Rochester | Dec | L | Minnesota - Rochester-Dec | 17.7839 | 17.3806 | 17.0065 | 16.6839 | 16.3452 | 15.9871 | 15.8839 | 15.7742 | 15.6484 | 17.129 | 18.5742 | 20.0484 | 20.7226 | 21.3903 | 22.071 | 21.129 | 20.1903 | 19.2581 | 18.7742 | 18.2516 | 17.7774 | 17.7194 | 17.6677 | 17.6032
Minnesota - Saint Cloud | Jan | A | Minnesota - Saint Cloud-Jan | 4.3516 | 4.1 | 3.9065 | 3.5484 | 3.5065 | 3.5871 | 3.1387 | 2.6742 | 3.7258 | 6.8065 | 9.871 | 11.6161 | 13.5129 | 13.971 | 14.4323 | 13.9935 | 12.129 | 9.9355 | 8.0968 | 7.0097 | 6.3097 | 5.4903 | 4.9226 | 4.6581
Minnesota - Saint Cloud | Feb | B | Minnesota - Saint Cloud-Feb | 9.4857 | 8.9 | 8.2607 | 7.4643 | 6.6714 | 5.8964 | 6.6571 | 7.4 | 8.1786 | 11.4643 | 14.7464 | 18.0429 | 19.4893 | 20.8893 | 22.3571 | 21.2964 | 20.2 | 19.1464 | 17.3 | 15.5214 | 13.725 | 12.6 | 11.4964 | 10.4107
Minnesota - Saint Cloud | Mar | C | Minnesota - Saint Cloud-Mar | 20.5452 | 20.0484 | 19.5226 | 19.371 | 19.2161 | 19.0516 | 20.3548 | 21.7129 | 23.0613 | 25.1581 | 27.2323 | 29.3258 | 30.2548 | 31.1677 | 32.1065 | 31.2968 | 30.5097 | 29.7129 | 28.1806 | 26.6645 | 25.1677 | 24.1516 | 23.129 | 22.1387
Minnesota - Saint Cloud | Apr | D | Minnesota - Saint Cloud-Apr | 38 | 37.2967 | 36.5667 | 36.1133 | 35.7033 | 35.2567 | 38.3133 | 41.39 | 44.4633 | 46.6333 | 48.77 | 50.94 | 51.6133 | 52.27 | 52.93 | 52.3167 | 51.7333 | 51.1367 | 48.27 | 45.4333 | 42.67 | 41.4367 | 40.2867 | 39.0767
Minnesota - Saint Cloud | May | E | Minnesota - Saint Cloud-May | 51.3323 | 50.4968 | 49.6258 | 49.5968 | 49.5484 | 49.5032 | 52.5935 | 55.6548 | 58.7323 | 60.7 | 62.6258 | 64.5968 | 65.3032 | 66.0194 | 66.7258 | 65.8581 | 65.0032 | 64.1323 | 61.629 | 59.1161 | 56.6871 | 55.2548 | 53.8032 | 52.3903
Minnesota - Saint Cloud | Jun | F | Minnesota - Saint Cloud-Jun | 57.6 | 56.4933 | 55.4467 | 55.9 | 56.3367 | 56.77 | 60.0733 | 63.33 | 66.6167 | 68.1467 | 69.6767 | 71.24 | 72.2533 | 73.2667 | 74.2767 | 73.29 | 72.33 | 71.3433 | 68.91 | 66.5467 | 64.14 | 62.4067 | 60.69 | 58.9767
Minnesota - Saint Cloud | Jul | G | Minnesota - Saint Cloud-Jul | 65.1032 | 64.2613 | 61.7129 | 61.7903 | 61.8839 | 61.9581 | 64.5774 | 67.229 | 69.871 | 71.7226 | 73.5581 | 75.4161 | 76.2935 | 77.1935 | 78.0839 | 77.4548 | 76.9065 | 76.2806 | 73.5548 | 70.9 | 68.2161 | 66.8097 | 65.3323 | 63.971
Minnesota - Saint Cloud | Aug | H | Minnesota - Saint Cloud-Aug | 60.2258 | 59.3645 | 60.1452 | 59.9677 | 59.8387 | 59.6742 | 62.5903 | 65.4419 | 68.3645 | 70.171 | 71.9387 | 73.7484 | 74.8742 | 75.9355 | 77.0774 | 76.4097 | 75.7129 | 75.0419 | 72.5032 | 70.0161 | 67.5323 | 65.9452 | 64.3452 | 62.771
Minnesota - Saint Cloud | Sep | I | Minnesota - Saint Cloud-Sep | 52.7733 | 52.1267 | 51.4867 | 51.2533 | 51.01 | 50.7667 | 53.1233 | 55.41 | 57.7867 | 60.41 | 63.01 | 65.63 | 66.49 | 67.28 | 68.1533 | 66.7967 | 65.46 | 64.11 | 61.5967 | 59.0433 | 56.5433 | 55.43 | 54.31 | 53.2167
Minnesota - Saint Cloud | Oct | J | Minnesota - Saint Cloud-Oct | 41.8226 | 40.7097 | 39.6258 | 39.2774 | 38.9613 | 38.5581 | 41.1161 | 43.7548 | 46.4194 | 49.1871 | 51.9935 | 54.771 | 55.9323 | 57.1032 | 58.2581 | 56.229 | 54.2387 | 52.1839 | 50.229 | 48.2968 | 46.3452 | 45.2032 | 44.0935 | 42.9742
Minnesota - Saint Cloud | Nov | K | Minnesota - Saint Cloud-Nov | 29.0567 | 28.8567 | 28.63 | 28.3833 | 28.11 | 27.8433 | 28.4533 | 29.12 | 29.7733 | 31.8667 | 33.9433 | 36.0333 | 36.9033 | 37.7733 | 38.6367 | 36.67 | 34.68 | 32.7067 | 31.7767 | 30.92 | 30.0333 | 29.5567 | 29.0667 | 28.5767
Minnesota - Saint Cloud | Dec | L | Minnesota - Saint Cloud-Dec | 12.8065 | 12.4032 | 12.2903 | 12.1613 | 12.2387 | 12.3548 | 12.1323 | 12.3419 | 13.2258 | 15.6613 | 17.4871 | 18.6226 | 19.9065 | 20.5452 | 20.4548 | 19.4774 | 17.6323 | 15.8097 | 14.729 | 14.0935 | 13.5645 | 13.0548 | 12.4323 | 12.0484
Mississippi - Jackson | Jan | A | Mississippi - Jackson-Jan | 41.6935 | 41.5097 | 41.3032 | 40.9613 | 40.5677 | 40.2323 | 41.5742 | 42.8935 | 44.2387 | 46.7452 | 49.2613 | 51.771 | 52.8968 | 54.0194 | 55.1548 | 52.5129 | 49.871 | 47.2226 | 46.1194 | 45.0226 | 43.971 | 43.1968 | 42.4871 | 41.7355
Mississippi - Jackson | Feb | B | Mississippi - Jackson-Feb | 42.25 | 41.8357 | 41.3964 | 40.925 | 40.475 | 40.0429 | 42.05 | 44.0714 | 46.1179 | 48.6536 | 51.2036 | 53.7464 | 54.2786 | 54.8143 | 55.35 | 53.6893 | 52.0893 | 50.425 | 48.625 | 46.8214 | 45.0143 | 44.225 | 43.4821 | 42.7286
Mississippi - Jackson | Mar | C | Mississippi - Jackson-Mar | 48.1161 | 47.3645 | 46.5839 | 45.9 | 45.2097 | 44.5097 | 47.3032 | 50.2516 | 53.1484 | 55.771 | 58.3774 | 61.0032 | 61.9935 | 63.0194 | 64.0161 | 62.6645 | 61.3097 | 59.9452 | 57.229 | 54.5419 | 51.8548 | 51.0452 | 50.2452 | 49.471
Mississippi - Jackson | Apr | D | Mississippi - Jackson-Apr | 56.08 | 54.98 | 54.9633 | 54.8433 | 54.5967 | 54.2733 | 58.1 | 62.1133 | 65.5933 | 68.5767 | 70.4967 | 72.2067 | 73.1467 | 73.1367 | 73.3 | 72.5333 | 71.2067 | 68.7433 | 63.88 | 61.32 | 60.2567 | 59.14 | 58.1967 | 57.4567
Mississippi - Jackson | May | E | Mississippi - Jackson-May | 64.9903 | 63.8194 | 62.6677 | 62.7516 | 62.8548 | 62.9484 | 67.3613 | 71.7871 | 76.2032 | 78.4484 | 80.6323 | 82.8806 | 83.2516 | 83.5742 | 83.9613 | 82.3548 | 80.6677 | 79.0645 | 75.3968 | 71.7065 | 68.1032 | 67.4839 | 66.8097 | 66.1806
Mississippi - Jackson | Jun | F | Mississippi - Jackson-Jun | 70.65 | 69.9767 | 69.2133 | 68.7333 | 68.19 | 69.2867 | 73.5967 | 77.7267 | 81.2633 | 83.9867 | 85.8667 | 87.2867 | 87.7767 | 88.3 | 88.1633 | 87.1467 | 86.0833 | 84.47 | 80.38 | 76.3467 | 74.3133 | 73.1667 | 71.8733 | 71.0367
Mississippi - Jackson | Jul | G | Mississippi - Jackson-Jul | 76.0677 | 75.4516 | 73 | 72.4613 | 72.4645 | 73.0097 | 75.2645 | 78.3387 | 80.7742 | 83.5065 | 85.7806 | 87.2065 | 88.6484 | 88.9484 | 88.371 | 87.8806 | 86.0065 | 82.8645 | 79.2355 | 77.6774 | 76.4742 | 75.7581 | 75.0097 | 74.4
Mississippi - Jackson | Aug | H | Mississippi - Jackson-Aug | 69.3032 | 68.7677 | 70.3 | 70.1645 | 70.0677 | 69.9516 | 73.629 | 77.4129 | 81.1419 | 83.0484 | 85.0226 | 86.9516 | 87.2419 | 87.4806 | 87.7806 | 85.6806 | 83.5516 | 81.4613 | 79.1258 | 76.8419 | 74.5677 | 73.771 | 73 | 72.2065
Mississippi - Jackson | Sep | I | Mississippi - Jackson-Sep | 70.98 | 70.46 | 69.8167 | 69.3 | 68.9833 | 68.93 | 71.3233 | 75.3167 | 79.1733 | 82.35 | 84.4667 | 85.8067 | 87.0633 | 85.94 | 85.23 | 84.63 | 82.9067 | 79.8633 | 76.52 | 75.22 | 73.9767 | 72.8033 | 72.05 | 71.3633
Mississippi - Jackson | Oct | J | Mississippi - Jackson-Oct | 55.0871 | 54.4032 | 53.7516 | 53.3806 | 52.8645 | 52.1516 | 54.1581 | 60.5032 | 66.5323 | 70.529 | 72.7355 | 74.6774 | 75.9129 | 76.4548 | 76.329 | 75.4387 | 71.4258 | 63.6129 | 60.7774 | 59.7548 | 58.6129 | 57.2452 | 56.4774 | 55.2871
Mississippi - Jackson | Nov | K | Mississippi - Jackson-Nov | 49.5133 | 49.1267 | 48.74 | 48.48 | 48.2367 | 47.9467 | 50.7033 | 53.4567 | 56.2067 | 59.0767 | 61.93 | 64.8033 | 65.49 | 66.0867 | 66.78 | 63.2 | 59.6233 | 56.06 | 54.5867 | 53.1267 | 51.73 | 50.97 | 50.26 | 49.5133
Mississippi - Jackson | Dec | L | Mississippi - Jackson-Dec | 45.4323 | 45.0839 | 44.8774 | 44.5 | 43.8258 | 43.6613 | 43.6871 | 45.3387 | 48.7645 | 52.0226 | 54.6258 | 56.7871 | 57.9032 | 58.7194 | 58.8323 | 57.8516 | 54.5774 | 51.5194 | 49.6774 | 48.7452 | 48.1871 | 48.0258 | 47.0806 | 47.0581
Mississippi - Meridian | Jan | A | Mississippi - Meridian-Jan | 42.0258 | 41.6613 | 41.3355 | 41.0806 | 40.8581 | 40.6194 | 41.9387 | 43.1968 | 44.5129 | 47.5226 | 50.5613 | 53.5774 | 54.6645 | 55.7387 | 56.8129 | 54.7548 | 52.6806 | 50.6323 | 48.3387 | 46.0935 | 43.8935 | 43.2613 | 42.6548 | 42.0194
Mississippi - Meridian | Feb | B | Mississippi - Meridian-Feb | 42.8 | 42.0536 | 41.25 | 40.7036 | 40.1679 | 39.6071 | 41.7071 | 43.8964 | 46.0857 | 48.8857 | 51.7036 | 54.5179 | 55.8143 | 57.075 | 58.3821 | 56.8964 | 55.4214 | 53.9393 | 51.5964 | 49.2571 | 46.9214 | 45.775 | 44.6214 | 43.5036
Mississippi - Meridian | Mar | C | Mississippi - Meridian-Mar | 46.4452 | 45.7484 | 45.0516 | 44.6387 | 44.2452 | 43.8258 | 47.5387 | 51.3129 | 55.1097 | 57.6161 | 60.1387 | 62.6484 | 63.7613 | 64.8258 | 65.9548 | 64.3645 | 62.7742 | 61.1968 | 57.5806 | 53.9903 | 50.4516 | 49.5935 | 48.7258 | 47.8742
Mississippi - Meridian | Apr | D | Mississippi - Meridian-Apr | 53.74 | 52.9933 | 52.71 | 52.29 | 51.61 | 51.5 | 55.1167 | 59.62 | 64.3233 | 67.5867 | 70.1933 | 72.1167 | 73.4033 | 74.4067 | 74.7733 | 74.5267 | 73.77 | 70.2867 | 64.12 | 61.02 | 59.23 | 57.32 | 56.1167 | 54.81
Mississippi - Meridian | May | E | Mississippi - Meridian-May | 61.8871 | 61.1613 | 60.371 | 60.5871 | 60.7452 | 60.9677 | 65.7774 | 70.5387 | 75.3355 | 77.5903 | 79.8258 | 82.0871 | 82.5419 | 83 | 83.4452 | 82.0129 | 80.5129 | 79.0839 | 74.9258 | 70.7903 | 66.6581 | 65.3871 | 64.1 | 62.8419
Mississippi - Meridian | Jun | F | Mississippi - Meridian-Jun | 69.2133 | 68.8633 | 68.2733 | 67.8167 | 67.3067 | 68.6533 | 72.6267 | 77.13 | 80.33 | 82.7033 | 83.92 | 85.0967 | 86.3133 | 86.3433 | 85.8967 | 85.5033 | 83.2233 | 81.6233 | 78.17 | 74.66 | 72.8633 | 71.75 | 70.86 | 70.0533
Mississippi - Meridian | Jul | G | Mississippi - Meridian-Jul | 74.1774 | 73.6129 | 70.7194 | 70.3613 | 70.0065 | 71.0935 | 75.2161 | 79.9258 | 83.2419 | 85.9903 | 88.2258 | 89.3129 | 88.8677 | 89.4129 | 89.2097 | 88.8806 | 87.2419 | 84.0516 | 80.0032 | 76.7387 | 75.1097 | 74.1645 | 73.2226 | 72.5387
Mississippi - Meridian | Aug | H | Mississippi - Meridian-Aug | 69.7548 | 69.3484 | 71.3516 | 70.8677 | 70.7516 | 70.7097 | 73.3323 | 77.2355 | 80.8645 | 83.4903 | 85.4323 | 86.7065 | 87.8161 | 88.6903 | 88.2194 | 87.3742 | 85.6903 | 82.471 | 78.4226 | 76.2516 | 74.8452 | 73.8355 | 72.9161 | 72.4548
Mississippi - Meridian | Sep | I | Mississippi - Meridian-Sep | 67.3567 | 66.53 | 65.89 | 65.4933 | 65.2533 | 65.08 | 67.4733 | 72.2033 | 76.5233 | 80.2633 | 82.63 | 84.2233 | 85.1367 | 85.26 | 85.4267 | 84.6267 | 82.27 | 78.8267 | 73.2233 | 71.3233 | 70.0933 | 69.1533 | 68.49 | 67.83
Mississippi - Meridian | Oct | J | Mississippi - Meridian-Oct | 53.8129 | 53.0774 | 52.4806 | 51.9258 | 51.4387 | 51.0903 | 52.5226 | 57.8968 | 64.4548 | 69.7419 | 72.4581 | 74.0387 | 75.0871 | 75.3935 | 74.9613 | 73.5903 | 70.0806 | 62.6484 | 59.7419 | 57.729 | 56.5677 | 55.5194 | 54.3258 | 53.8387
Mississippi - Meridian | Nov | K | Mississippi - Meridian-Nov | 48.92 | 48.4267 | 48.2033 | 47.7933 | 47.5433 | 47.5 | 47.8267 | 51.63 | 56.0633 | 59.8233 | 63.2733 | 65.1833 | 66.9033 | 67.9133 | 67.9767 | 66.2067 | 60.31 | 56.89 | 53.9933 | 52.62 | 51.4733 | 50.62 | 50.26 | 49.62
Mississippi - Meridian | Dec | L | Mississippi - Meridian-Dec | 40.2742 | 40.0839 | 39.8516 | 39.4032 | 38.971 | 38.5226 | 40.3258 | 42.1097 | 43.8806 | 46.4871 | 49.1387 | 51.7548 | 52.5226 | 53.3548 | 54.1194 | 51.3258 | 48.5548 | 45.7581 | 44.4484 | 43.1032 | 41.7903 | 41.1452 | 40.5484 | 39.9065
Missouri - Columbia | Jan | A | Missouri - Columbia-Jan | 23.8387 | 23.3452 | 22.7839 | 22.3387 | 21.9 | 21.4548 | 21.9903 | 22.5226 | 23.0581 | 25.4355 | 27.7935 | 30.1806 | 31.3484 | 32.4903 | 33.6548 | 32.329 | 31.0323 | 29.7 | 28.5935 | 27.4968 | 26.4032 | 25.6226 | 24.8968 | 24.1161
Missouri - Columbia | Feb | B | Missouri - Columbia-Feb | 28.2214 | 27.8107 | 27.2786 | 26.6643 | 26.075 | 25.4286 | 26.6179 | 27.7429 | 28.8571 | 31.2464 | 33.6357 | 35.9964 | 37.1786 | 38.3536 | 39.5357 | 38.5821 | 37.6643 | 36.7286 | 35.1786 | 33.6464 | 32.1286 | 31.1071 | 30.125 | 29.125
Missouri - Columbia | Mar | C | Missouri - Columbia-Mar | 38.6968 | 38.0871 | 36.9968 | 36.3065 | 35.8452 | 35.3484 | 35.3613 | 37.5323 | 40.6484 | 43.9613 | 46.7129 | 48.6742 | 50.8258 | 52.0613 | 52.4581 | 52.671 | 51.7903 | 49.1355 | 45.3097 | 43.5903 | 42.4129 | 41.4419 | 40.4645 | 39.8258
Missouri - Columbia | Apr | D | Missouri - Columbia-Apr | 51.58 | 50.1067 | 49.0333 | 48.01 | 46.8667 | 46.4833 | 48.4233 | 51.6 | 54.67 | 56.8933 | 59.5233 | 61.4933 | 63.1633 | 64.57 | 65.1333 | 65.83 | 64.8833 | 63.9033 | 61.08 | 58.7367 | 57.3433 | 56.09 | 54.7333 | 53.5633
Missouri - Columbia | May | E | Missouri - Columbia-May | 59.6677 | 58.8097 | 57.4161 | 56.6129 | 55.7452 | 56.1419 | 59.1129 | 62.129 | 65.1 | 67.2516 | 69.2 | 70.4387 | 71.8065 | 72.629 | 73.2129 | 73.1871 | 72.4548 | 70.9903 | 67.9968 | 65.2742 | 63.6452 | 62.5226 | 61.7355 | 60.9129
Missouri - Columbia | Jun | F | Missouri - Columbia-Jun | 66.0033 | 65.4933 | 64.6867 | 64.2633 | 63.6033 | 64.48 | 67.3867 | 70.2867 | 73.12 | 75.82 | 77.68 | 78.7733 | 79.54 | 79.81 | 80.4933 | 80.1133 | 79.3033 | 77.4167 | 74.6367 | 70.9767 | 69.7033 | 68.4333 | 67.5333 | 66.8533
Missouri - Columbia | Jul | G | Missouri - Columbia-Jul | 73.6581 | 72.8742 | 69.3613 | 68.4742 | 68.0387 | 68.671 | 71.7742 | 75.1613 | 78.8387 | 81.3452 | 83.7839 | 85.8065 | 86.7806 | 87.9839 | 88.3839 | 88.4097 | 87.6387 | 86.2806 | 82.4774 | 78.2806 | 75.9484 | 74.3645 | 73.1516 | 72.2194
Missouri - Columbia | Aug | H | Missouri - Columbia-Aug | 66.6419 | 66.0194 | 67.5323 | 66.8258 | 66.5065 | 66.1677 | 69.5516 | 73.7129 | 77.5742 | 80.4806 | 82.7774 | 83.3677 | 84.3484 | 85.129 | 85.5194 | 85.1968 | 83.7516 | 81.3258 | 77.0774 | 74.0774 | 72.7032 | 71.5419 | 70.8161 | 69.7323
Missouri - Columbia | Sep | I | Missouri - Columbia-Sep | 63.6833 | 62.83 | 62.0167 | 61.4133 | 60.88 | 60.2633 | 62.6567 | 65.0433 | 67.43 | 69.8367 | 72.2533 | 74.6567 | 75.7833 | 76.87 | 78 | 76.4967 | 75.0133 | 73.5133 | 71.3467 | 69.17 | 67.0467 | 66.0833 | 65.12 | 64.1867
Missouri - Columbia | Oct | J | Missouri - Columbia-Oct | 50.9968 | 50.271 | 49.5032 | 48.7774 | 48.0581 | 47.3032 | 50.0484 | 52.8548 | 55.6935 | 58.6677 | 61.6032 | 64.5968 | 65.2613 | 65.9419 | 66.6032 | 64.1484 | 61.7097 | 59.2419 | 57.6323 | 55.9935 | 54.3839 | 53.4839 | 52.6387 | 51.7871
Missouri - Columbia | Nov | K | Missouri - Columbia-Nov | 39.03 | 38.67 | 38.26 | 37.96 | 37.6367 | 37.3033 | 38.56 | 39.86 | 41.14 | 43.3967 | 45.7033 | 47.95 | 48.6067 | 49.2467 | 49.9067 | 47.75 | 45.59 | 43.44 | 42.39 | 41.3467 | 40.2767 | 39.6267 | 39.05 | 38.3733
Missouri - Columbia | Dec | L | Missouri - Columbia-Dec | 29.2806 | 28.8097 | 28.5065 | 28.2677 | 28.0484 | 27.6613 | 27.7387 | 27.8645 | 29.2806 | 31.2032 | 33.4387 | 35.8581 | 37.3839 | 38.4774 | 39.1935 | 38.2968 | 36.1323 | 34.6774 | 33.5484 | 32.3968 | 31.7323 | 31.2774 | 30.6548 | 30.3581
Missouri - Kansas City | Jan | A | Missouri - Kansas City-Jan | 25.3645 | 24.8613 | 24.3419 | 23.7774 | 23.2097 | 22.6355 | 22.9323 | 23.2194 | 23.5032 | 25.9161 | 28.2935 | 30.6935 | 31.8194 | 32.9161 | 34.0355 | 32.7516 | 31.4774 | 30.171 | 29.3419 | 28.5258 | 27.7097 | 27.0839 | 26.4161 | 25.7806
Missouri - Kansas City | Feb | B | Missouri - Kansas City-Feb | 29.5036 | 29.1821 | 28.3643 | 27.9071 | 27.525 | 27.1286 | 26.9143 | 27.4464 | 29.1071 | 31.1607 | 33.9143 | 35.7929 | 37.1536 | 38.2179 | 38.6643 | 38.725 | 37.6321 | 35.3857 | 33.8607 | 32.7929 | 32.2429 | 31.15 | 30.6714 | 29.9214
Missouri - Kansas City | Mar | C | Missouri - Kansas City-Mar | 37.3226 | 36.4742 | 36.0387 | 35.6548 | 35.2968 | 34.8226 | 34.4484 | 35.7355 | 38.1806 | 40.7129 | 42.8194 | 45 | 47.0355 | 48.5323 | 49.2581 | 49.2355 | 48.3548 | 46.6677 | 44.2516 | 42.6226 | 41.3323 | 40.4903 | 39.1581 | 38.629
Missouri - Kansas City | Apr | D | Missouri - Kansas City-Apr | 53.3733 | 52.3733 | 51.3867 | 50.6867 | 50.0233 | 49.32 | 51.8167 | 54.3467 | 56.8833 | 59.2033 | 61.45 | 63.76 | 64.7967 | 65.7767 | 66.8067 | 66.2133 | 65.6667 | 65.0767 | 62.9267 | 60.8167 | 58.6867 | 57.4133 | 56.1833 | 54.9133
Missouri - Kansas City | May | E | Missouri - Kansas City-May | 59.2935 | 58.329 | 57.3323 | 56.6613 | 56.0032 | 55.3065 | 57.9903 | 60.7226 | 63.4548 | 65.5548 | 67.6903 | 69.8032 | 70.9387 | 72.0871 | 73.2452 | 72.4871 | 71.7258 | 70.9613 | 68.6194 | 66.3097 | 64.0806 | 62.8387 | 61.6032 | 60.3742
Missouri - Kansas City | Jun | F | Missouri - Kansas City-Jun | 67.8733 | 67.2167 | 66.5367 | 65.89 | 65.57 | 66.09 | 68.4367 | 71.4767 | 74.2133 | 76.7133 | 78.8167 | 80.3167 | 81.79 | 82.11 | 82.9033 | 82.7333 | 81.51 | 79.3067 | 77.04 | 74.4367 | 72.1633 | 71.3667 | 70.29 | 69.11
Missouri - Kansas City | Jul | G | Missouri - Kansas City-Jul | 79.4387 | 78.4516 | 75.5226 | 74.7742 | 74.1903 | 74.0032 | 75.4968 | 78.0161 | 80.5194 | 83.1323 | 85.0839 | 86.4774 | 88.0742 | 88.2484 | 88.9774 | 88.9258 | 88.5032 | 87.4806 | 85.9613 | 83.6323 | 82.2355 | 81.0968 | 79.271 | 78.2903
Missouri - Kansas City | Aug | H | Missouri - Kansas City-Aug | 68.7355 | 68.1323 | 69.7 | 68.771 | 68.0258 | 67.7258 | 69.2419 | 72.0806 | 74.3677 | 76.6774 | 79.0419 | 80.9806 | 82.3516 | 83.1194 | 83.6935 | 83.6129 | 82.9452 | 81.9097 | 78.8677 | 75.7355 | 74.2161 | 73.1226 | 72.3645 | 71.7968
Missouri - Kansas City | Sep | I | Missouri - Kansas City-Sep | 63.1067 | 62.3133 | 61.4633 | 60.71 | 60.0033 | 59.2433 | 61.4667 | 63.7533 | 66.0533 | 68.5667 | 71.0367 | 73.5467 | 74.4633 | 75.3067 | 76.22 | 75.1133 | 73.9933 | 72.8867 | 71.0033 | 69.17 | 67.34 | 66.18 | 65.0567 | 63.9333
Missouri - Kansas City | Oct | J | Missouri - Kansas City-Oct | 54.7226 | 54.1161 | 53.2548 | 52.6452 | 52.271 | 51.4774 | 51.4839 | 53.5097 | 56.7226 | 59.8581 | 62.9 | 65.5226 | 67.5323 | 68.6806 | 69.1097 | 68.5323 | 67 | 63.7 | 61.7452 | 60.2387 | 59.0484 | 57.5258 | 56.3935 | 55.9161
Missouri - Kansas City | Nov | K | Missouri - Kansas City-Nov | 40.07 | 39.3667 | 39.2233 | 39.0467 | 38.46 | 38.3433 | 37.9667 | 38.5967 | 40.9767 | 43.4733 | 45.7767 | 47.5 | 48.02 | 48.6133 | 48.0567 | 47.4867 | 45.49 | 43.2367 | 42.27 | 41.7667 | 40.9533 | 40.4 | 39.95 | 39.4067
Missouri - Kansas City | Dec | L | Missouri - Kansas City-Dec | 30.3452 | 30.0387 | 29.9 | 29.5032 | 29.1032 | 28.7452 | 28.3419 | 28.2806 | 29.7677 | 31.6935 | 33.7839 | 35.3129 | 37.1968 | 38.4774 | 38.5452 | 38.0323 | 36.5742 | 35.4065 | 34.5 | 33.5516 | 32.9903 | 32.2871 | 31.7903 | 31.5839
Missouri - Springfield | Jan | A | Missouri - Springfield-Jan | 26.2258 | 25.9806 | 25.3839 | 25.1516 | 24.6097 | 24.0613 | 24.0323 | 24.7355 | 27.2032 | 30.2226 | 33.0258 | 35.4226 | 37.0226 | 37.9548 | 38 | 37.2645 | 35.2387 | 32.4161 | 30.6355 | 29.4032 | 28.6323 | 27.8484 | 27.6677 | 27.3419
Missouri - Springfield | Feb | B | Missouri - Springfield-Feb | 30.975 | 30.3607 | 29.7571 | 29.2607 | 28.7643 | 28.2929 | 29.5036 | 30.7786 | 32.0643 | 34.1821 | 36.2571 | 38.3786 | 39.3643 | 40.3179 | 41.2893 | 39.7464 | 38.2143 | 36.675 | 35.5393 | 34.3786 | 33.2571 | 32.8893 | 32.5679 | 32.2179
Missouri - Springfield | Mar | C | Missouri - Springfield-Mar | 41.4194 | 41.0613 | 40.7 | 40.3839 | 40.0935 | 39.7806 | 42.0258 | 44.2161 | 46.3968 | 48.7742 | 51.129 | 53.5097 | 54.0645 | 54.6194 | 55.1742 | 53.8581 | 52.5677 | 51.2355 | 48.8613 | 46.5806 | 44.2548 | 43.4452 | 42.6258 | 41.8387
Missouri - Springfield | Apr | D | Missouri - Springfield-Apr | 50.3833 | 49.6433 | 49.17 | 48.5967 | 48.43 | 47.91 | 50.32 | 53.8933 | 57.4833 | 59.6367 | 61.3533 | 63.1933 | 64.8767 | 65.7 | 66.2 | 66.1467 | 64.87 | 62.8333 | 58.85 | 56.2267 | 54.9 | 53.31 | 52.1067 | 51.3967
Missouri - Springfield | May | E | Missouri - Springfield-May | 61.2935 | 60.7903 | 59.6742 | 58.9742 | 58.8484 | 58.9774 | 61.5742 | 64.7742 | 67.7613 | 69.6806 | 72.0452 | 73.5129 | 74.129 | 75.0161 | 74.8774 | 74.7774 | 74.1742 | 73.3355 | 70.8968 | 68.0548 | 66.0613 | 64.5645 | 63.5839 | 62.4516
Missouri - Springfield | Jun | F | Missouri - Springfield-Jun | 65.92 | 65.12 | 65.1867 | 64.4833 | 64.5 | 65.8533 | 70.0167 | 74.2867 | 77.48 | 79.62 | 81.1733 | 82 | 83.05 | 83.5133 | 84.0933 | 83.62 | 82.5333 | 80.27 | 76.83 | 73.0233 | 70.44 | 69.0533 | 67.9233 | 67.3467
Missouri - Springfield | Jul | G | Missouri - Springfield-Jul | 73.4806 | 72.4065 | 69.6806 | 69.1065 | 68.5097 | 68.8645 | 71.1935 | 74.4548 | 77.2903 | 79.7387 | 81.6613 | 83.1129 | 84.0839 | 84.6258 | 85.0903 | 84.8677 | 83.6065 | 82.229 | 79.7452 | 76.471 | 74.6645 | 73.4419 | 72.4548 | 71.8903
Missouri - Springfield | Aug | H | Missouri - Springfield-Aug | 67.8032 | 67.1581 | 68.6387 | 68.3645 | 67.9323 | 67.7903 | 70.0355 | 73.6903 | 77.2323 | 79.8645 | 81.8516 | 83.229 | 84.5355 | 85.8226 | 86.5065 | 85.9226 | 84.4742 | 82.2129 | 77.8355 | 74.9129 | 73.4194 | 72.5774 | 71.4387 | 70.7258
Missouri - Springfield | Sep | I | Missouri - Springfield-Sep | 63.7833 | 63.08 | 62.3367 | 61.9167 | 61.5467 | 61.14 | 63.82 | 66.5733 | 69.3233 | 71.3433 | 73.35 | 75.36 | 76.2367 | 77.0833 | 77.9533 | 75.9333 | 73.95 | 71.93 | 69.8933 | 67.89 | 65.86 | 65.31 | 64.8333 | 64.2867
Missouri - Springfield | Oct | J | Missouri - Springfield-Oct | 52.5548 | 52.0677 | 51.6419 | 51.1355 | 51.1935 | 50.9032 | 50.6742 | 53.2581 | 56.8613 | 59.8097 | 62.4645 | 64.4032 | 66.1387 | 66.929 | 67.029 | 66.5871 | 65.2 | 60.9419 | 57.9935 | 56.6774 | 55.3613 | 54.0548 | 53.2387 | 52.9548
Missouri - Springfield | Nov | K | Missouri - Springfield-Nov | 39.78 | 39.02 | 38.7333 | 38.16 | 37.7667 | 37.6867 | 37.58 | 39 | 42.8667 | 45.8 | 48.39 | 50.3033 | 52.35 | 52.6033 | 52.1367 | 51.3533 | 48.5067 | 45.3067 | 43.5233 | 42.41 | 41.2767 | 40.1733 | 39.9167 | 39.26
Missouri - Springfield | Dec | L | Missouri - Springfield-Dec | 32.0355 | 31.9129 | 31.3419 | 31.1645 | 30.8226 | 30.4097 | 30.129 | 30.3935 | 32.5516 | 35.2065 | 37.5226 | 40.0097 | 41.8419 | 43.2258 | 43.9613 | 43.2645 | 39.871 | 36.5548 | 35.6194 | 34.5968 | 33.9613 | 33.4258 | 32.8226 | 32.7968
Missouri - St Louis | Jan | A | Missouri - St Louis-Jan | 25.1871 | 24.2387 | 23.2355 | 22.7516 | 22.3097 | 21.8194 | 22.4677 | 23.0645 | 23.7032 | 26.2645 | 28.8065 | 31.3677 | 32.4355 | 33.4903 | 34.5581 | 32.8806 | 31.2419 | 29.5581 | 28.8355 | 28.1226 | 27.4161 | 26.829 | 26.3032 | 25.7258
Missouri - St Louis | Feb | B | Missouri - St Louis-Feb | 29.25 | 28.7714 | 28.2679 | 27.8607 | 27.4857 | 27.0714 | 28.2179 | 29.3179 | 30.3893 | 32.6179 | 34.8214 | 37.05 | 38.275 | 39.475 | 40.7143 | 39.0464 | 37.4321 | 35.7821 | 34.7107 | 33.6393 | 32.5429 | 31.7857 | 31.0214 | 30.25
Missouri - St Louis | Mar | C | Missouri - St Louis-Mar | 41.1065 | 40.4097 | 39.7323 | 39.4968 | 39.0581 | 38.8516 | 39.1 | 40.3387 | 42.7129 | 44.7903 | 46.8548 | 48.3323 | 50.3548 | 51.4387 | 52.1548 | 52.3194 | 51.3806 | 49.8419 | 47.9419 | 46.6613 | 45.6 | 44.3903 | 43.3323 | 42.2935
Missouri - St Louis | Apr | D | Missouri - St Louis-Apr | 52.2833 | 51.3333 | 50.3433 | 49.8533 | 49.3767 | 48.8867 | 51.7167 | 54.5567 | 57.4 | 59.71 | 62.0233 | 64.3367 | 65.2967 | 66.3167 | 67.2967 | 65.85 | 64.4267 | 62.97 | 60.7767 | 58.56 | 56.38 | 55.5333 | 54.7 | 53.85
Missouri - St Louis | May | E | Missouri - St Louis-May | 61.7645 | 60.9355 | 59.9613 | 58.8 | 58.1097 | 58.7742 | 61.7516 | 64.2161 | 66.9258 | 68.671 | 70.6097 | 72.4419 | 74.0968 | 75.2903 | 76.0355 | 76.229 | 75.3839 | 73.8419 | 71.4065 | 68.7484 | 66.7 | 65.7774 | 64.3097 | 62.8516
Missouri - St Louis | Jun | F | Missouri - St Louis-Jun | 69.84 | 68.7667 | 68.04 | 66.9433 | 66.2533 | 67.6733 | 69.5367 | 72.74 | 75.38 | 77.1767 | 79.14 | 81.4867 | 82.4433 | 83.06 | 83.22 | 83.1633 | 82.08 | 81.1133 | 78.01 | 75.42 | 73.98 | 72.4667 | 71.6233 | 71
Missouri - St Louis | Jul | G | Missouri - St Louis-Jul | 74.4516 | 73.5355 | 70.3323 | 70.2742 | 70.2226 | 70.1903 | 73.2419 | 76.2452 | 79.2968 | 80.9226 | 82.6258 | 84.2613 | 85.2806 | 86.2387 | 87.2677 | 86.2161 | 85.1645 | 84.1194 | 81.6935 | 79.3484 | 76.9581 | 75.5968 | 74.2387 | 72.9032
Missouri - St Louis | Aug | H | Missouri - St Louis-Aug | 70.9968 | 70.1452 | 71.9 | 71.1903 | 70.4613 | 70.3323 | 72.029 | 74.9065 | 77.5484 | 79.5677 | 81.1258 | 82.5806 | 83.7516 | 84.4161 | 84.8452 | 84.3548 | 83.4484 | 82.3935 | 80.4032 | 78.7645 | 77.2839 | 76.0452 | 75.1226 | 74.2032
Missouri - St Louis | Sep | I | Missouri - St Louis-Sep | 63.9367 | 63.1433 | 62.3333 | 61.93 | 61.4867 | 61.0533 | 63.9433 | 66.8367 | 69.72 | 71.8933 | 74.0133 | 76.19 | 76.92 | 77.7033 | 78.42 | 76.6833 | 74.9233 | 73.1867 | 71.1667 | 69.19 | 67.1933 | 66.3167 | 65.5067 | 64.6633
Missouri - St Louis | Oct | J | Missouri - St Louis-Oct | 50.1452 | 49.6839 | 49.171 | 48.4968 | 47.8355 | 47.571 | 48.3935 | 51.5419 | 54.329 | 57.0613 | 59.8419 | 61.929 | 63.0581 | 63.7355 | 64.271 | 63.5419 | 61.3903 | 58.2742 | 55.8903 | 54.1613 | 53.4323 | 52.5387 | 51.5839 | 50.5839
Missouri - St Louis | Nov | K | Missouri - St Louis-Nov | 41.96 | 41.08 | 40.4967 | 40.1267 | 39.3867 | 39.1367 | 39.1533 | 40.3 | 42.4667 | 44.8967 | 47.1033 | 48.9567 | 50.49 | 51.42 | 51.5167 | 50.9267 | 49.39 | 47.46 | 46.7733 | 45.88 | 44.4733 | 43.46 | 42.9033 | 42.0233
Missouri - St Louis | Dec | L | Missouri - St Louis-Dec | 27.8065 | 27.2806 | 26.8516 | 26.8806 | 26.6258 | 26.4323 | 26.3774 | 26.8839 | 28.5323 | 30.471 | 32.4452 | 34.3516 | 35.9677 | 36.6871 | 36.8 | 35.5581 | 33.4387 | 32.2839 | 31.4484 | 30.7806 | 29.5935 | 29.0645 | 28.5516 | 28.3581
Montana - Billings | Jan | A | Montana - Billings-Jan | 21.829 | 21.0839 | 20.7581 | 20.8677 | 21.0355 | 20.4871 | 20.7097 | 20.4419 | 21.0323 | 23.0161 | 26.0581 | 28.0871 | 29.3806 | 29.9194 | 29.9806 | 28.9452 | 26.6129 | 25.2677 | 24.5387 | 23.7097 | 22.5613 | 21.9903 | 22.0097 | 21.7065
Montana - Billings | Feb | B | Montana - Billings-Feb | 24.3393 | 24.1179 | 23.8643 | 23.6107 | 23.3786 | 23.15 | 22.8893 | 22.6286 | 24.6464 | 26.6286 | 28.6357 | 29.9357 | 31.1643 | 32.4643 | 31.9929 | 31.6036 | 31.1536 | 29.7464 | 28.325 | 26.9286 | 26.3929 | 25.8893 | 25.3821 | 25.1107
Montana - Billings | Mar | C | Montana - Billings-Mar | 31.5516 | 31.0194 | 30.5645 | 30.1677 | 29.7 | 29.9484 | 30.1742 | 30.4226 | 32.9129 | 35.3968 | 37.9 | 39.5645 | 41.2194 | 42.9032 | 42.4452 | 41.9677 | 41.5032 | 39.6839 | 37.8968 | 36.0935 | 35 | 33.9516 | 32.8839 | 32.3774
Montana - Billings | Apr | D | Montana - Billings-Apr | 42.18 | 41.3 | 40.4667 | 39.6133 | 38.7733 | 40.0033 | 41.23 | 42.4667 | 45.4667 | 48.4833 | 51.5 | 53.1233 | 54.7233 | 56.36 | 56.25 | 56.11 | 55.99 | 53.7133 | 51.42 | 49.12 | 47.6167 | 46.0867 | 44.6233 | 43.7233
Montana - Billings | May | E | Montana - Billings-May | 48.2645 | 47.1452 | 46.0581 | 44.9935 | 43.9 | 46.1129 | 48.3452 | 50.5935 | 53.2 | 55.8323 | 58.4452 | 59.8097 | 61.1419 | 62.5 | 61.9774 | 61.4226 | 60.9065 | 58.8774 | 56.8226 | 54.7968 | 53.3419 | 51.9097 | 50.4677 | 49.371
Montana - Billings | Jun | F | Montana - Billings-Jun | 57.34 | 55.4233 | 54.5633 | 53.5067 | 52.7633 | 54.7667 | 56.64 | 59.9133 | 63.6767 | 67.06 | 69.95 | 72.0967 | 74.4167 | 76.3 | 76.6567 | 74.7833 | 74.3967 | 73.03 | 70.2733 | 66.63 | 64.3867 | 62.43 | 60.7433 | 59.0567
Montana - Billings | Jul | G | Montana - Billings-Jul | 67.8548 | 66.0194 | 62.9032 | 61.7935 | 60.6839 | 62.8258 | 65.0355 | 67.2645 | 70.9032 | 74.5258 | 78.1548 | 80.2258 | 82.3226 | 84.3774 | 84.3484 | 84.2742 | 84.2613 | 81.3129 | 78.3387 | 75.3645 | 73.329 | 71.3226 | 69.3065 | 67.5613
Montana - Billings | Aug | H | Montana - Billings-Aug | 61.5355 | 60.071 | 60.6097 | 59.6323 | 58.6548 | 57.971 | 59.9355 | 62.371 | 66.0548 | 69.5323 | 73.0774 | 75.8258 | 77.2419 | 78.5806 | 79.3774 | 80.7452 | 80.2 | 78.5258 | 75.2226 | 71.5645 | 69.9323 | 68.029 | 66.8355 | 65.0097
Montana - Billings | Sep | I | Montana - Billings-Sep | 56.7967 | 55.3733 | 54.1533 | 52.8833 | 51.6467 | 52.6367 | 53.6367 | 54.6967 | 58.39 | 62.06 | 65.77 | 68.62 | 71.5 | 74.34 | 74.2133 | 74.0733 | 73.94 | 71.0033 | 68.04 | 65.1067 | 63.2167 | 61.3133 | 59.44 | 58.0633
Montana - Billings | Oct | J | Montana - Billings-Oct | 48.0161 | 46.9645 | 46.3 | 45.6548 | 44.9806 | 44.7871 | 44.6581 | 44.4742 | 47.7645 | 51.0419 | 54.3387 | 56.6194 | 58.9226 | 61.1903 | 60.7903 | 60.4516 | 60.0581 | 57.6774 | 55.271 | 52.8742 | 51.7065 | 50.5839 | 49.4613 | 48.3806
Montana - Billings | Nov | K | Montana - Billings-Nov | 28.8 | 28.5333 | 28.26 | 28.0067 | 27.72 | 27.47 | 27.1867 | 26.9167 | 29.1333 | 31.3933 | 33.6167 | 35.2467 | 36.87 | 38.5033 | 37.0567 | 35.6033 | 34.15 | 33.0967 | 32.0567 | 31.0033 | 30.4367 | 29.9 | 29.3533 | 29.11
Montana - Billings | Dec | L | Montana - Billings-Dec | 21.8323 | 21.6742 | 21.9452 | 22.1452 | 22.029 | 21.9065 | 21.3903 | 21.9226 | 22.6839 | 24.4548 | 25.9677 | 28.3774 | 30.0774 | 30.9194 | 30.3387 | 29.2903 | 27.5871 | 25.9968 | 25.2581 | 24.4323 | 23.529 | 23.0161 | 22.9 | 22.1581
Montana - Cut Bank | Jan | A | Montana - Cut Bank-Jan | 18.8 | 18.4419 | 18.7323 | 19.0677 | 19.3419 | 18.9839 | 18.6548 | 18.2871 | 20.2839 | 22.2774 | 24.2871 | 26.1677 | 28 | 29.9 | 28.7903 | 27.6452 | 26.5452 | 24.971 | 23.4258 | 21.829 | 21.1355 | 20.4903 | 19.8065 | 19.3581
Montana - Cut Bank | Feb | B | Montana - Cut Bank-Feb | 19.85 | 19.5393 | 18.8857 | 18.275 | 17.6536 | 17.5893 | 17.5286 | 17.4714 | 20.225 | 22.9607 | 25.7179 | 27.7393 | 29.7429 | 31.7607 | 30.8464 | 29.9429 | 29.0393 | 26.9214 | 24.7393 | 22.6036 | 21.8321 | 21.0929 | 20.3143 | 20.0321
Montana - Cut Bank | Mar | C | Montana - Cut Bank-Mar | 25.1839 | 24.6097 | 24.0129 | 23.4419 | 22.8226 | 23.5581 | 24.3065 | 25.0387 | 28.2129 | 31.3871 | 34.5516 | 35.829 | 37.1065 | 38.3806 | 37.729 | 37.0613 | 36.4161 | 33.9613 | 31.4806 | 29.0323 | 28.1516 | 27.3097 | 26.4258 | 25.8645
Montana - Cut Bank | Apr | D | Montana - Cut Bank-Apr | 37.06 | 36.0933 | 35.3133 | 34.53 | 33.7267 | 35.7067 | 37.7067 | 39.6867 | 42.9 | 46.1133 | 49.3233 | 50.5133 | 51.6767 | 52.8533 | 52.5967 | 52.33 | 52.0633 | 49.3933 | 46.6533 | 43.9333 | 42.45 | 40.97 | 39.52 | 38.49
Montana - Cut Bank | May | E | Montana - Cut Bank-May | 45.0871 | 43.8839 | 42.9839 | 42.0935 | 41.1935 | 43.8903 | 46.5968 | 49.3581 | 51.8355 | 54.3032 | 56.8 | 58.3258 | 59.829 | 61.3548 | 61.2452 | 61.1258 | 60.9903 | 58.6387 | 56.229 | 53.829 | 51.6935 | 49.6129 | 47.5677 | 46.3806
Montana - Cut Bank | Jun | F | Montana - Cut Bank-Jun | 48.0967 | 47.0267 | 46.42 | 45.8033 | 45.2033 | 48.07 | 50.9633 | 53.83 | 56.1067 | 58.3867 | 60.65 | 61.78 | 62.9533 | 64.07 | 63.9733 | 63.9067 | 63.8067 | 61.77 | 59.6533 | 57.5833 | 55.16 | 52.77 | 50.3967 | 49.3
Montana - Cut Bank | Jul | G | Montana - Cut Bank-Jul | 57.8677 | 56.429 | 53.3677 | 52.3839 | 51.3742 | 54.7677 | 58.2323 | 61.6742 | 64.5097 | 67.3581 | 70.1839 | 71.6613 | 73.1548 | 74.6226 | 74.9097 | 75.1839 | 75.4677 | 72.7839 | 70.0387 | 67.3065 | 64.5387 | 61.771 | 59.0387 | 57.6677
Montana - Cut Bank | Aug | H | Montana - Cut Bank-Aug | 53.3645 | 52.3903 | 53.4742 | 52.4645 | 51.4161 | 54.1065 | 56.9032 | 59.6645 | 62.9387 | 66.2258 | 69.4742 | 70.7968 | 72.1129 | 73.429 | 73.3677 | 73.329 | 73.2677 | 70.1774 | 66.9355 | 63.8032 | 61.5387 | 59.2968 | 57.0903 | 56.0742
Montana - Cut Bank | Sep | I | Montana - Cut Bank-Sep | 42.6833 | 41.5767 | 41.0367 | 40.4733 | 39.92 | 41.3033 | 42.6933 | 44.1267 | 47.6533 | 51.19 | 54.7233 | 56.4033 | 58.0533 | 59.73 | 59.1733 | 58.6533 | 58.0833 | 54.92 | 51.7867 | 48.6567 | 47.1233 | 45.6933 | 44.1933 | 43.14
Montana - Cut Bank | Oct | J | Montana - Cut Bank-Oct | 38.8935 | 38.3323 | 37.8645 | 37.4323 | 36.9419 | 37.4839 | 38.0161 | 38.529 | 41.8065 | 45.1032 | 48.3839 | 49.8806 | 51.4194 | 52.929 | 52.0581 | 51.1419 | 50.271 | 47.7387 | 45.2065 | 42.7065 | 41.771 | 40.8452 | 39.9129 | 39.329
Montana - Cut Bank | Nov | K | Montana - Cut Bank-Nov | 29.6967 | 29.55 | 29.33 | 29.07 | 28.82 | 28.8533 | 28.9367 | 28.94 | 32.0667 | 35.1433 | 38.27 | 39.7767 | 41.3167 | 42.8333 | 40.7933 | 38.7333 | 36.7033 | 35.1867 | 33.7033 | 32.1767 | 31.46 | 30.78 | 30.0867 | 29.9233
Montana - Cut Bank | Dec | L | Montana - Cut Bank-Dec | 17.2226 | 16.8419 | 16.7516 | 18.5742 | 19.0419 | 19.4839 | 19.4774 | 19.3258 | 19.3323 | 20.8387 | 22.5226 | 23.6677 | 23.8774 | 24.1677 | 23.3065 | 22.6194 | 20.529 | 19.5323 | 18.4129 | 18.4452 | 18.1871 | 18.1387 | 18.0032 | 17.3258
Montana - Glasgow | Jan | A | Montana - Glasgow-Jan | 6.1935 | 5.9742 | 5.8194 | 5.6452 | 5.4935 | 5.4871 | 5.4645 | 5.4548 | 6.4323 | 7.3935 | 8.3774 | 9.3355 | 10.3065 | 11.2516 | 10.5065 | 9.7871 | 9.0516 | 8.4065 | 7.7903 | 7.1742 | 7.1419 | 7.1161 | 7.0774 | 6.8871
Montana - Glasgow | Feb | B | Montana - Glasgow-Feb | 17.2429 | 16.6214 | 15.7536 | 14.8893 | 13.9929 | 13.5393 | 13.0321 | 12.5786 | 14.6 | 16.5536 | 18.5786 | 20.4143 | 22.2321 | 24.0536 | 23.9964 | 23.9464 | 23.9 | 22.6143 | 21.3036 | 19.9929 | 19.1964 | 18.4321 | 17.6393 | 16.9893
Montana - Glasgow | Mar | C | Montana - Glasgow-Mar | 25.9387 | 25.2613 | 24.7903 | 24.3742 | 23.871 | 24.2613 | 24.6355 | 25.0968 | 27.371 | 29.6645 | 31.9355 | 33.4581 | 35.0097 | 36.5323 | 36.5806 | 36.6452 | 36.6968 | 34.5065 | 32.271 | 30.1065 | 29.3806 | 28.6871 | 27.9871 | 27.3516
Montana - Glasgow | Apr | D | Montana - Glasgow-Apr | 37.7233 | 36.4567 | 35.7367 | 35.04 | 33.9567 | 34.1367 | 36.6333 | 39.7633 | 42.4967 | 45.5267 | 48.0733 | 50.1867 | 51.8033 | 52.7433 | 53.3667 | 52.87 | 52.55 | 50.67 | 47.4267 | 44.3667 | 42.6733 | 41.45 | 39.85 | 38.4267
Montana - Glasgow | May | E | Montana - Glasgow-May | 46.2903 | 45.0419 | 44.4097 | 43.7613 | 43.1323 | 45.9968 | 48.8968 | 51.8161 | 54.1968 | 56.6065 | 58.9903 | 60.6226 | 62.3032 | 63.9355 | 63.9258 | 63.8742 | 63.8806 | 61.0194 | 58.1355 | 55.2806 | 53.1903 | 51.1452 | 49.0935 | 47.8645
Montana - Glasgow | Jun | F | Montana - Glasgow-Jun | 56.87 | 55.6367 | 55.31 | 54.9833 | 54.6567 | 57.66 | 60.7067 | 63.6967 | 66.0667 | 68.4333 | 70.7967 | 72.1233 | 73.4733 | 74.7767 | 74.7 | 74.6333 | 74.5367 | 72.0067 | 69.4233 | 66.86 | 64.4333 | 62.0767 | 59.7267 | 58.4633
Montana - Glasgow | Jul | G | Montana - Glasgow-Jul | 66.3194 | 64.971 | 61.9065 | 61.0258 | 60.0677 | 63.2065 | 66.4226 | 69.6032 | 72.3613 | 75.0871 | 77.8516 | 79.0645 | 80.3161 | 81.5323 | 81.8613 | 82.1516 | 82.4742 | 79.7387 | 76.9581 | 74.1935 | 71.8516 | 69.4871 | 67.1871 | 65.8452
Montana - Glasgow | Aug | H | Montana - Glasgow-Aug | 60.1871 | 58.9065 | 60.1355 | 59.2484 | 58.3323 | 61.0839 | 63.871 | 66.6516 | 69.8742 | 73.0935 | 76.3194 | 77.9968 | 79.7161 | 81.4065 | 81.3226 | 81.2419 | 81.1677 | 77.6355 | 74.0387 | 70.4387 | 68.4419 | 66.5 | 64.5839 | 63.2839
Montana - Glasgow | Sep | I | Montana - Glasgow-Sep | 50.0667 | 49.2333 | 48.44 | 47.67 | 46.8733 | 48.43 | 49.97 | 51.5533 | 54.65 | 57.7767 | 60.8767 | 62.49 | 64.0933 | 65.7 | 65.5533 | 65.4033 | 65.2667 | 62.06 | 58.7633 | 55.52 | 54.1433 | 52.79 | 51.44 | 50.5833
Montana - Glasgow | Oct | J | Montana - Glasgow-Oct | 39.8419 | 39.3097 | 38.6613 | 38.0935 | 37.4387 | 38.0387 | 38.6194 | 39.2419 | 42.8742 | 46.4806 | 50.0871 | 51.9581 | 53.8097 | 55.6806 | 54.5065 | 53.3871 | 52.2323 | 49.2806 | 46.3613 | 43.4194 | 42.4581 | 41.4645 | 40.5161 | 40.0129
Montana - Glasgow | Nov | K | Montana - Glasgow-Nov | 26.91 | 26.1633 | 25.8 | 25.6233 | 25.1367 | 24.2733 | 23.83 | 23.7267 | 26.1 | 29.3233 | 32.2433 | 34.5633 | 36.3967 | 37.6933 | 37.8867 | 36.32 | 33.2433 | 31.0633 | 29.6167 | 28.4633 | 28.32 | 27.1733 | 26.9033 | 26.18
Montana - Glasgow | Dec | L | Montana - Glasgow-Dec | 16.2903 | 15.9 | 15.6484 | 15.4065 | 15.1516 | 15.1 | 15.0355 | 15.0355 | 16.7097 | 18.3484 | 20.0097 | 21.4452 | 22.8839 | 24.3161 | 23.2452 | 22.2 | 21.1323 | 20.3387 | 19.5258 | 18.7484 | 18.0774 | 17.4581 | 16.7839 | 16.429
Montana - Great Falls | Jan | A | Montana - Great Falls-Jan | 20.871 | 20.6065 | 20.4742 | 20.3516 | 20.2194 | 20.3065 | 20.3903 | 20.4581 | 21.4645 | 22.4516 | 23.4452 | 23.8 | 24.1419 | 24.4839 | 24.0516 | 23.6516 | 23.2032 | 22.7387 | 22.2645 | 21.8161 | 21.8194 | 21.8484 | 21.8677 | 21.7097
Montana - Great Falls | Feb | B | Montana - Great Falls-Feb | 19.8286 | 19.0607 | 18.4821 | 18.825 | 18.7857 | 18.7286 | 19.2357 | 18.7 | 19.1679 | 20.4821 | 21.775 | 23.5893 | 24.9429 | 25.6036 | 25.9179 | 25.85 | 24.3536 | 22.525 | 21.3571 | 20.65 | 20.6321 | 20.1964 | 19.6286 | 19.1464
Montana - Great Falls | Mar | C | Montana - Great Falls-Mar | 29.0387 | 28.8968 | 28.7129 | 28.5194 | 28.2935 | 28.9452 | 29.5548 | 30.0903 | 32.4903 | 34.8613 | 37.2613 | 38.6613 | 40.0226 | 41.4161 | 41.0484 | 40.7258 | 40.3548 | 37.9806 | 35.5387 | 33.1419 | 31.9677 | 30.8161 | 29.6742 | 29.3935
Montana - Great Falls | Apr | D | Montana - Great Falls-Apr | 39.28 | 38.5067 | 37.6333 | 36.73 | 35.8333 | 37.5233 | 39.2 | 40.9433 | 43.8933 | 46.8367 | 49.79 | 51.0533 | 52.3433 | 53.5933 | 53.6633 | 53.7033 | 53.7733 | 51.0767 | 48.35 | 45.6433 | 44.25 | 42.8633 | 41.4733 | 40.69
Montana - Great Falls | May | E | Montana - Great Falls-May | 49.829 | 48.8581 | 48.1452 | 47.4065 | 46.0065 | 46.9032 | 49.3581 | 51.7226 | 54.3258 | 56.8226 | 59.4839 | 61.3129 | 62.4516 | 63.6387 | 63.1645 | 62.7548 | 62.3581 | 61.4097 | 59.5387 | 56.8194 | 54.7548 | 53.4258 | 52.0194 | 50.9742
Montana - Great Falls | Jun | F | Montana - Great Falls-Jun | 55.1967 | 54.37 | 52.97 | 52.7 | 51.9633 | 55.1033 | 58.4533 | 62.3367 | 65.9133 | 68.47 | 70.7733 | 72.4667 | 73.26 | 73.55 | 73.9933 | 74.3333 | 73.4167 | 72.97 | 70.76 | 66.69 | 62.93 | 60.8267 | 59.1267 | 57.2233
Montana - Great Falls | Jul | G | Montana - Great Falls-Jul | 64.4903 | 62.8194 | 59.5226 | 58.4 | 57.2323 | 60.2613 | 63.3 | 66.3355 | 69.1387 | 71.9 | 74.7226 | 76.8645 | 78.9742 | 81.1194 | 81.1032 | 81.1 | 81.0935 | 78.5065 | 75.8677 | 73.2323 | 70.7774 | 68.3387 | 65.9097 | 64.2161
Montana - Great Falls | Aug | H | Montana - Great Falls-Aug | 57.629 | 56.7452 | 58.1258 | 56.5839 | 56.0387 | 56.1226 | 59.3194 | 62.1677 | 65.5419 | 68.9806 | 72.029 | 74.0161 | 76.2258 | 78.2935 | 78.8581 | 78.2871 | 77.1097 | 75.8355 | 72.7935 | 68.0387 | 65.5419 | 63.7258 | 62.0484 | 60.7032
Montana - Great Falls | Sep | I | Montana - Great Falls-Sep | 50.8067 | 49.4567 | 48.5167 | 47.7 | 46.8033 | 46.4267 | 47.6367 | 51.3367 | 54.9533 | 58.4133 | 60.81 | 63.1467 | 65.0733 | 66.6067 | 67.28 | 67.3767 | 66.98 | 64.4867 | 60.34 | 57.6433 | 55.7367 | 54.5833 | 52.8533 | 51.36
Montana - Great Falls | Oct | J | Montana - Great Falls-Oct | 43.2097 | 42.9839 | 42.3968 | 41.6161 | 41.171 | 41.1839 | 40.6355 | 43.371 | 47.2806 | 50.0097 | 52.1935 | 54.5516 | 56.0323 | 56.7903 | 57.0645 | 56.6355 | 54.4581 | 49.9581 | 47.829 | 46.1903 | 44.8581 | 43.7613 | 43.2355 | 42.5355
Montana - Great Falls | Nov | K | Montana - Great Falls-Nov | 28.1133 | 27.4333 | 26.9933 | 26.5633 | 26.1033 | 25.9667 | 25.8267 | 25.6967 | 27.9033 | 30.09 | 32.3 | 33.93 | 35.5667 | 37.2133 | 36.3567 | 35.53 | 34.6567 | 33.0733 | 31.4067 | 29.74 | 29.3533 | 28.9833 | 28.62 | 27.86
Montana - Great Falls | Dec | L | Montana - Great Falls-Dec | 24.1871 | 23.7452 | 24.3161 | 24.3194 | 24.3516 | 24.7419 | 24.6097 | 24.2935 | 24.8935 | 26.5258 | 27.8355 | 28.9871 | 29.9032 | 30.7065 | 30.1161 | 28.9419 | 27.4161 | 26.8161 | 26.2032 | 25.7065 | 25.3258 | 24.9452 | 25.1677 | 25.2806
Montana - Helena | Jan | A | Montana - Helena-Jan | 17.3516 | 16.6871 | 16.2935 | 15.9194 | 15.5161 | 15.2161 | 14.8903 | 14.5839 | 16.0903 | 17.5742 | 19.0806 | 20.9323 | 22.7032 | 24.5419 | 23.8548 | 23.1419 | 22.4484 | 21.6613 | 20.829 | 20.0194 | 19.7065 | 19.3871 | 19.0774 | 18.4065
Montana - Helena | Feb | B | Montana - Helena-Feb | 22.0286 | 21.5143 | 20.3107 | 20.0429 | 19.85 | 19.5821 | 19.4321 | 19.6143 | 20.6036 | 21.7643 | 23.6679 | 25.1821 | 26.8821 | 29.1107 | 30.3464 | 30.0107 | 29.3286 | 27.3214 | 25.5964 | 24.7929 | 24.025 | 23.1 | 22.6929 | 22.2607
Montana - Helena | Mar | C | Montana - Helena-Mar | 30 | 28.9161 | 28.129 | 27.4 | 26.5677 | 27.3097 | 28.0258 | 28.7581 | 32.4419 | 36.1548 | 39.8581 | 42.1516 | 44.4387 | 46.7226 | 47.029 | 47.329 | 47.629 | 44.1323 | 40.5194 | 36.9839 | 35.5645 | 34.1387 | 32.7355 | 31.5613
Montana - Helena | Apr | D | Montana - Helena-Apr | 36.8 | 35.7633 | 34.79 | 33.76 | 32.7533 | 34.28 | 35.8133 | 37.39 | 40.0633 | 42.7167 | 45.3867 | 47.0233 | 48.6967 | 50.35 | 50.77 | 51.1467 | 51.57 | 49.03 | 46.45 | 43.8433 | 42.2233 | 40.6367 | 39.0567 | 37.9967
Montana - Helena | May | E | Montana - Helena-May | 44.6 | 43.3452 | 42.5645 | 41.8065 | 41.0194 | 43.4484 | 45.8645 | 48.3387 | 51.0516 | 53.729 | 56.4323 | 57.9065 | 59.4194 | 60.8903 | 61.0226 | 61.1806 | 61.2968 | 58.7032 | 55.9839 | 53.3129 | 51.229 | 49.1871 | 47.1871 | 45.9355
Montana - Helena | Jun | F | Montana - Helena-Jun | 53.94 | 52.4267 | 51.15 | 49.9233 | 49.58 | 52.3167 | 55.2667 | 58.33 | 61.35 | 64.7167 | 67.5267 | 69.76 | 71.8033 | 72.86 | 73.1433 | 73.0633 | 72.5767 | 71.3067 | 69.5933 | 65.1067 | 61.3267 | 59.8967 | 57.4667 | 56.4267
Montana - Helena | Jul | G | Montana - Helena-Jul | 62.6452 | 60.8 | 57.8323 | 56.8032 | 55.7419 | 58.5226 | 61.3 | 64.1806 | 67.3774 | 70.6129 | 73.7968 | 76.3129 | 78.8323 | 81.3387 | 81.3258 | 81.3032 | 81.2968 | 78.2355 | 75.071 | 71.9581 | 69.3742 | 66.8387 | 64.3161 | 62.5581
Montana - Helena | Aug | H | Montana - Helena-Aug | 57.2903 | 55.8871 | 56.4419 | 55.0968 | 53.7032 | 55.7548 | 57.8097 | 59.9258 | 63.2935 | 66.6548 | 70.0355 | 72.1806 | 74.3548 | 76.5161 | 76.6839 | 76.8677 | 77.029 | 73.8806 | 70.6903 | 67.5645 | 65.6419 | 63.6968 | 61.7903 | 60.3774
Montana - Helena | Sep | I | Montana - Helena-Sep | 51.7367 | 50.14 | 48.7367 | 47.2733 | 45.8033 | 47.3067 | 48.8767 | 50.4433 | 54.1933 | 57.9767 | 61.74 | 64.5933 | 67.4733 | 70.3433 | 70.3433 | 70.3333 | 70.3467 | 67.0067 | 63.6533 | 60.2967 | 58.37 | 56.48 | 54.6 | 52.98
Montana - Helena | Oct | J | Montana - Helena-Oct | 41.7968 | 40.7677 | 39.9484 | 39.1839 | 38.3903 | 38.8839 | 39.3742 | 39.8645 | 43.2968 | 46.7194 | 50.1581 | 52.3548 | 54.5226 | 56.7161 | 56.271 | 55.8032 | 55.3677 | 52.5387 | 49.7 | 46.8774 | 45.6452 | 44.4871 | 43.3419 | 42.3935
Montana - Helena | Nov | K | Montana - Helena-Nov | 31.4433 | 30.8033 | 30.4367 | 30.08 | 29.7167 | 29.2667 | 28.8267 | 28.3567 | 31.1233 | 33.9033 | 36.67 | 38.7533 | 40.84 | 42.9167 | 41.9533 | 40.9933 | 40.0233 | 38.53 | 36.9867 | 35.52 | 34.4833 | 33.4767 | 32.48 | 31.8167
Montana - Helena | Dec | L | Montana - Helena-Dec | 21.2516 | 21.3839 | 21.0935 | 20.3452 | 20.3548 | 20.4258 | 20.0161 | 19.8355 | 20.271 | 21.0935 | 22.8097 | 24.5548 | 26.0935 | 26.5484 | 27.2548 | 26.3645 | 24.4871 | 23.3226 | 23.1935 | 22.271 | 21.8129 | 21.4258 | 22.0226 | 21.8581
Montana - Kalispell | Jan | A | Montana - Kalispell-Jan | 17.6161 | 17.3161 | 17.1419 | 16.9581 | 16.7968 | 16.7935 | 16.8194 | 16.8161 | 18.029 | 19.1871 | 20.3903 | 21.9452 | 23.4581 | 25.0129 | 24.6194 | 24.2548 | 23.8645 | 22.7065 | 21.5355 | 20.3161 | 19.7452 | 19.1968 | 18.6226 | 18.3258
Montana - Kalispell | Feb | B | Montana - Kalispell-Feb | 24.0071 | 23.4393 | 22.9643 | 22.4964 | 21.9964 | 22.1429 | 22.2464 | 22.4679 | 23.7964 | 25.1107 | 26.4321 | 27.9429 | 29.4607 | 30.9714 | 31.0036 | 31.0464 | 31.0893 | 29.6643 | 28.2357 | 26.8036 | 26.1321 | 25.5107 | 24.8536 | 24.3714
Montana - Kalispell | Mar | C | Montana - Kalispell-Mar | 27.5452 | 26.9387 | 26.429 | 25.9452 | 25.4161 | 25.4452 | 25.4742 | 25.5258 | 27.8097 | 30.1065 | 32.3903 | 34.1258 | 35.8258 | 37.5548 | 37.7387 | 37.9 | 38.0935 | 36.1161 | 34.0548 | 32.0355 | 31.1226 | 30.2677 | 29.4452 | 28.8161
Montana - Kalispell | Apr | D | Montana - Kalispell-Apr | 36.9733 | 36.0133 | 35.49 | 34.99 | 34.45 | 35.9333 | 37.45 | 38.9767 | 41.5933 | 44.2033 | 46.83 | 48.6533 | 50.5367 | 52.3633 | 52.3967 | 52.3867 | 52.3967 | 49.9933 | 47.59 | 45.1633 | 43.15 | 41.2 | 39.2167 | 38.2567
Montana - Kalispell | May | E | Montana - Kalispell-May | 42.6161 | 41.1355 | 40.4387 | 39.7548 | 39.0419 | 41.6548 | 44.2484 | 46.8903 | 49.4806 | 52.1161 | 54.7032 | 56.2516 | 57.8065 | 59.3484 | 59.329 | 59.2871 | 59.2677 | 57.0839 | 54.8581 | 52.6258 | 50.2548 | 47.9677 | 45.6452 | 44.1258
Montana - Kalispell | Jun | F | Montana - Kalispell-Jun | 51.0667 | 49.65 | 48.85 | 48.08 | 47.2767 | 50.3133 | 53.35 | 56.45 | 59.5167 | 62.59 | 65.66 | 67.0867 | 68.5333 | 69.9467 | 69.8933 | 69.8233 | 69.7667 | 67.72 | 65.5967 | 63.5 | 60.33 | 57.1933 | 54.0633 | 52.6533
Montana - Kalispell | Jul | G | Montana - Kalispell-Jul | 56.7613 | 54.9032 | 51.8806 | 50.6806 | 49.9871 | 51.5161 | 55.8806 | 60.6484 | 64.2968 | 67.6226 | 70.8871 | 73.0032 | 75.0548 | 76.2935 | 77.0935 | 76.8742 | 76.7516 | 75.729 | 73.7065 | 69.2935 | 64.4419 | 61.5194 | 58.7097 | 57.3
Montana - Kalispell | Aug | H | Montana - Kalispell-Aug | 50.8452 | 48.8645 | 49.771 | 48.9774 | 48.1613 | 51.0774 | 54.0387 | 56.9903 | 60.6032 | 64.1677 | 67.7742 | 70.2581 | 72.7806 | 75.2806 | 75.5323 | 75.7774 | 76.0194 | 72.6968 | 69.2871 | 65.9387 | 62.6581 | 59.4129 | 56.2065 | 54.2258
Montana - Kalispell | Sep | I | Montana - Kalispell-Sep | 45.8167 | 45.14 | 43.92 | 42.7767 | 42.6267 | 41.8667 | 41.8267 | 47.2767 | 51.97 | 56.1033 | 59.73 | 62.7333 | 64.9667 | 66.42 | 67.2967 | 67.59 | 66.87 | 65.27 | 60.72 | 56.6767 | 53.5933 | 51.0867 | 49.0767 | 47.7333
Montana - Kalispell | Oct | J | Montana - Kalispell-Oct | 37.7065 | 36.9484 | 36.5323 | 36.0419 | 35.1452 | 34.5903 | 34.1194 | 34.9677 | 39.6516 | 43.8387 | 46.7258 | 49.1419 | 51.0065 | 52.0323 | 52.629 | 52.1419 | 51.3419 | 47.4516 | 44.0645 | 42.0226 | 40.2032 | 38.9806 | 38.2452 | 37.4323
Montana - Kalispell | Nov | K | Montana - Kalispell-Nov | 29.1267 | 28.69 | 28.4433 | 28.2 | 27.9333 | 28.1333 | 28.3267 | 28.5267 | 30.0767 | 31.5633 | 33.1067 | 34.55 | 35.9567 | 37.4033 | 36.5933 | 35.7867 | 34.9767 | 33.7 | 32.4233 | 31.1467 | 30.6767 | 30.17 | 29.72 | 29.3
Montana - Kalispell | Dec | L | Montana - Kalispell-Dec | 25.4774 | 25.1968 | 25.1419 | 25.1645 | 25.3516 | 24.8548 | 24.9323 | 25.0161 | 25.1065 | 25.7774 | 26.7677 | 27.9548 | 28.6774 | 28.9452 | 28.8032 | 28.2903 | 27.6484 | 26.9677 | 26.5806 | 26.4774 | 26.2258 | 26.1452 | 26.371 | 26.1677
Montana - Lewistown | Jan | A | Montana - Lewistown-Jan | 20.6226 | 20.4387 | 20.1387 | 19.8452 | 19.5452 | 19.329 | 19.1129 | 18.9097 | 20.4484 | 21.9871 | 23.5258 | 24.4032 | 25.2516 | 26.1516 | 25.2387 | 24.3194 | 23.4323 | 22.7839 | 22.1774 | 21.5581 | 21.429 | 21.3613 | 21.2065 | 21.0935
Montana - Lewistown | Feb | B | Montana - Lewistown-Feb | 22.4 | 22.6393 | 22.7929 | 22.9321 | 23.1357 | 23.3107 | 23.4643 | 23.5714 | 25.3929 | 27.2143 | 29.0321 | 29.8643 | 30.6857 | 31.5143 | 30.7464 | 30.0179 | 29.2857 | 27.4 | 25.4714 | 23.5464 | 22.9071 | 22.25 | 21.6286 | 21.7786
Montana - Lewistown | Mar | C | Montana - Lewistown-Mar | 20.5323 | 19.7742 | 19.3839 | 19.6097 | 19.0677 | 18.6355 | 18.929 | 20.571 | 23.6613 | 27.0032 | 29.3226 | 31.8548 | 32.8419 | 33.329 | 33.471 | 33.2677 | 31.8032 | 28.8968 | 26.4774 | 24.6645 | 23.6903 | 23.1871 | 22.0774 | 21.4258
Montana - Lewistown | Apr | D | Montana - Lewistown-Apr | 35.2367 | 34.7767 | 34.1867 | 33.6367 | 33.0533 | 35.3267 | 37.6333 | 39.96 | 42.0267 | 44.1067 | 46.1667 | 47.0333 | 47.8967 | 48.7533 | 48.73 | 48.7 | 48.69 | 45.8733 | 42.9733 | 40.08 | 38.8267 | 37.63 | 36.44 | 35.9933
Montana - Lewistown | May | E | Montana - Lewistown-May | 41.5677 | 40.5935 | 39.9 | 39.2194 | 38.5387 | 41.7258 | 44.9419 | 48.1645 | 50.0258 | 51.9065 | 53.7645 | 54.8355 | 55.8871 | 56.9581 | 56.7452 | 56.5355 | 56.3258 | 53.9452 | 51.5129 | 49.1129 | 47.3742 | 45.629 | 43.8903 | 42.9387
Montana - Lewistown | Jun | F | Montana - Lewistown-Jun | 49.6567 | 48.5267 | 47.97 | 47.4633 | 46.9333 | 50.77 | 54.6433 | 58.4833 | 60.63 | 62.7933 | 64.9267 | 65.8433 | 66.79 | 67.6933 | 67.4133 | 67.0867 | 66.8233 | 64.44 | 62.0333 | 59.64 | 57.1233 | 54.6633 | 52.23 | 51.1767
Montana - Lewistown | Jul | G | Montana - Lewistown-Jul | 58.1935 | 57.0452 | 54.0645 | 53.2484 | 52.371 | 57.2161 | 62.0613 | 66.8968 | 69.9226 | 72.9387 | 75.9516 | 76.8742 | 77.8355 | 78.7581 | 78.6161 | 78.4419 | 78.3 | 74.8516 | 71.3774 | 67.9419 | 64.8226 | 61.7355 | 58.6452 | 57.4774
Montana - Lewistown | Aug | H | Montana - Lewistown-Aug | 56.2935 | 54.8806 | 56.0065 | 55.029 | 53.9774 | 58.2226 | 62.5613 | 66.9065 | 70.5903 | 74.2903 | 77.971 | 79.0968 | 80.2516 | 81.3839 | 80.5871 | 79.7935 | 78.9935 | 75.3968 | 71.8548 | 68.2516 | 65.7 | 63.229 | 60.6935 | 59.2968
Montana - Lewistown | Sep | I | Montana - Lewistown-Sep | 47.4267 | 46.62 | 46.1367 | 45.66 | 45.1767 | 47.4567 | 49.7967 | 52.1033 | 55.56 | 58.9733 | 62.4233 | 63.6267 | 64.87 | 66.05 | 65.3767 | 64.6833 | 63.9967 | 60.1267 | 56.1433 | 52.2167 | 51.1467 | 50.08 | 49.0533 | 48.1767
Montana - Lewistown | Oct | J | Montana - Lewistown-Oct | 38.1419 | 37.5194 | 37.6613 | 37.2 | 36.7935 | 36.4452 | 35.9839 | 38.5645 | 43.6452 | 47.1226 | 49.6258 | 51.7742 | 52.8161 | 53.5903 | 53.5097 | 52.7355 | 50.4484 | 45.5613 | 42.7581 | 41.8097 | 39.8645 | 38.9806 | 38.9677 | 38.2387
Montana - Lewistown | Nov | K | Montana - Lewistown-Nov | 28.9167 | 28.3533 | 27.8 | 27.2667 | 26.7033 | 27.0933 | 27.5067 | 27.9933 | 30.54 | 33.06 | 35.6 | 36.5833 | 37.5633 | 38.54 | 36.35 | 34.2067 | 32.01 | 30.7367 | 29.51 | 28.3133 | 28.62 | 28.9 | 29.2133 | 28.8
Montana - Lewistown | Dec | L | Montana - Lewistown-Dec | 25.6032 | 25.5129 | 25.0871 | 24.6774 | 24.2129 | 24.6065 | 25.0516 | 25.4226 | 28.1032 | 30.7742 | 33.4516 | 34.6935 | 35.9806 | 37.2161 | 34.9613 | 32.7226 | 30.4645 | 29.2548 | 28.0323 | 26.8258 | 26.529 | 26.2419 | 25.9355 | 25.771
Montana - Miles City | Jan | A | Montana - Miles City-Jan | 11.7226 | 11.0161 | 10.4645 | 9.9194 | 9.3806 | 9.3774 | 9.3903 | 9.3806 | 11.3806 | 13.3355 | 15.3548 | 16.6968 | 18.0355 | 19.4065 | 18.9774 | 18.5903 | 18.1645 | 16.9194 | 15.6839 | 14.4129 | 13.8194 | 13.2323 | 12.6355 | 12.0355
Montana - Miles City | Feb | B | Montana - Miles City-Feb | 18.6 | 18.3536 | 17.3536 | 17.2607 | 16.7786 | 16.3536 | 15.6464 | 16.5429 | 19.3321 | 21.8571 | 24.5607 | 27.8607 | 30.0036 | 31.3071 | 32.3464 | 32.1714 | 30.475 | 27.6036 | 25.5321 | 24.1786 | 22.3464 | 20.9 | 20.0571 | 19.7393
Montana - Miles City | Mar | C | Montana - Miles City-Mar | 26.9839 | 25.8258 | 24.7484 | 23.7065 | 22.6323 | 23.6161 | 24.6161 | 25.671 | 29.1516 | 32.6194 | 36.1 | 37.8935 | 39.6645 | 41.4516 | 41.3387 | 41.2419 | 41.1226 | 38.7677 | 36.3935 | 34.0194 | 32.671 | 31.2839 | 29.9387 | 28.8323
Montana - Miles City | Apr | D | Montana - Miles City-Apr | 39.8367 | 38.72 | 38.6333 | 38.03 | 36.95 | 37.0033 | 38.6233 | 41.04 | 43.63 | 46.57 | 48.95 | 50.8367 | 52.63 | 53.9833 | 54.6833 | 54.5633 | 54.04 | 51.8 | 49.1 | 46.6567 | 45.1033 | 43.4333 | 42.12 | 40.9933
Montana - Miles City | May | E | Montana - Miles City-May | 49.271 | 48.5258 | 47.2548 | 46.3806 | 46.2806 | 48.1129 | 50.7548 | 54.0258 | 56.9032 | 58.8226 | 61.3452 | 63.5935 | 65.1903 | 65.9419 | 65.9839 | 66.1581 | 65.7161 | 64.0613 | 61.2323 | 58.0581 | 56.0032 | 54.4839 | 53.0645 | 51.4484
Montana - Miles City | Jun | F | Montana - Miles City-Jun | 58.95 | 57.56 | 56.9333 | 56.2867 | 55.61 | 58.0867 | 60.59 | 63.13 | 65.7633 | 68.42 | 71.0433 | 72.4833 | 73.8933 | 75.3433 | 75.5867 | 75.82 | 76.06 | 73.4467 | 70.7267 | 68.0133 | 65.88 | 63.7467 | 61.6367 | 60.2033
Montana - Miles City | Jul | G | Montana - Miles City-Jul | 68.0839 | 66.1032 | 63.0161 | 61.8774 | 60.7516 | 63.3452 | 65.9484 | 68.6065 | 71.8774 | 75.2 | 78.4645 | 80.5387 | 82.6129 | 84.6774 | 84.8387 | 84.9581 | 85.1226 | 82.4548 | 79.7258 | 77.0129 | 74.6581 | 72.3355 | 70.0226 | 68.1
Montana - Miles City | Aug | H | Montana - Miles City-Aug | 61.3742 | 59.7387 | 60.3484 | 58.9484 | 57.6097 | 60.2871 | 62.9935 | 65.6968 | 69.2871 | 72.8032 | 76.3903 | 78.2194 | 80.0194 | 81.8645 | 81.9355 | 82.0065 | 82.0774 | 78.929 | 75.6774 | 72.5097 | 70.5645 | 68.6258 | 66.7 | 65.0323
Montana - Miles City | Sep | I | Montana - Miles City-Sep | 53.3 | 51.67 | 50.6067 | 49.1333 | 48.0133 | 47.8833 | 49.7367 | 54.02 | 57.5633 | 61.7833 | 64.6567 | 67.6633 | 69.2333 | 70.5933 | 70.9 | 71.05 | 70.1267 | 67.1567 | 63.7067 | 61.1233 | 59.3033 | 57.5867 | 55.9567 | 54.1533
Montana - Miles City | Oct | J | Montana - Miles City-Oct | 42.4968 | 41.4161 | 40.6419 | 39.7097 | 38.9097 | 38.0387 | 37.9032 | 40.4484 | 43.7323 | 47.3452 | 50.4032 | 53.5581 | 56.0129 | 56.9839 | 57.5032 | 56.6355 | 54.2968 | 50.6677 | 48.5806 | 47.1452 | 45.6 | 44.8032 | 43.7774 | 43.1935
Montana - Miles City | Nov | K | Montana - Miles City-Nov | 29.6333 | 29.2767 | 28.6767 | 28.2933 | 28.4467 | 27.9867 | 27.4233 | 28.0367 | 30.73 | 33.3533 | 36.41 | 39.2633 | 40.9333 | 41.81 | 41.6433 | 40.5667 | 38.0433 | 36.0467 | 34.68 | 32.7467 | 31.7567 | 30.95 | 30.7733 | 29.9267
Montana - Miles City | Dec | L | Montana - Miles City-Dec | 21.0258 | 20.2871 | 19.7548 | 19.2581 | 18.7935 | 18.4258 | 17.6581 | 18.0129 | 19.3323 | 21.2258 | 23.8484 | 26.5839 | 27.9226 | 28.3839 | 28.3129 | 26.1742 | 24.5581 | 23.9161 | 22.5226 | 21.4323 | 21.3226 | 21.0581 | 20.9065 | 20.2613
Montana - Missoula | Jan | A | Montana - Missoula-Jan | 19.9774 | 19.8387 | 19.3645 | 18.8968 | 18.3968 | 17.9387 | 17.4742 | 17 | 17.8839 | 18.7032 | 19.6 | 20.9677 | 22.3774 | 23.7452 | 23.5194 | 23.2645 | 23.0484 | 22.5032 | 21.9 | 21.3226 | 20.9032 | 20.4581 | 20.0516 | 19.8548
Montana - Missoula | Feb | B | Montana - Missoula-Feb | 26.075 | 25.6571 | 25.3429 | 25.0321 | 24.725 | 24.6143 | 24.5107 | 24.4179 | 25.3643 | 26.2393 | 27.1857 | 28.65 | 30.1 | 31.575 | 31.9214 | 32.2464 | 32.5964 | 31.2786 | 30.0036 | 28.6929 | 28.0786 | 27.5571 | 26.9643 | 26.5893
Montana - Missoula | Mar | C | Montana - Missoula-Mar | 30.6065 | 29.9355 | 29.4097 | 28.8903 | 28.3742 | 28.6387 | 28.9 | 29.1613 | 31.3355 | 33.5323 | 35.6968 | 37.2774 | 38.8129 | 40.3968 | 40.371 | 40.3258 | 40.3032 | 38.5903 | 36.8387 | 35.1194 | 34.1065 | 33.0968 | 32.0806 | 31.3774
Montana - Missoula | Apr | D | Montana - Missoula-Apr | 38.06 | 36.7567 | 35.91 | 34.9867 | 34.1533 | 33.8333 | 34.88 | 37.9767 | 41.41 | 44.3667 | 46.9867 | 49.6 | 51.2 | 52.75 | 54.1567 | 54.3267 | 53.6933 | 52.5633 | 49.8233 | 46.0567 | 43.5667 | 42.2733 | 40.16 | 39.7133
Montana - Missoula | May | E | Montana - Missoula-May | 46.0258 | 44.871 | 43.8516 | 42.8258 | 41.7677 | 43.7774 | 45.8161 | 47.8516 | 50.6323 | 53.4548 | 56.2419 | 57.7 | 59.1032 | 60.5452 | 60.8677 | 61.1419 | 61.4516 | 59.2903 | 57.0194 | 54.7968 | 52.6645 | 50.5774 | 48.5452 | 47.3839
Montana - Missoula | Jun | F | Montana - Missoula-Jun | 53.3333 | 52.0267 | 50.7367 | 49.53 | 48.69 | 49.6633 | 53.0733 | 56.5567 | 60.42 | 63.9733 | 66.4 | 70.0667 | 71.83 | 72.8133 | 74.03 | 74.03 | 74.1133 | 72.8133 | 71.0933 | 67.36 | 63.4367 | 60.7433 | 58.1233 | 55.5133
Montana - Missoula | Jul | G | Montana - Missoula-Jul | 62.2774 | 59.9129 | 55.6645 | 54.0129 | 53.1516 | 54.4806 | 58.9355 | 62.571 | 67.071 | 71.6161 | 75.6645 | 79.9194 | 82.8935 | 84.6548 | 85.0871 | 85.4258 | 84.7968 | 84.0677 | 82.1871 | 77.5032 | 72.2581 | 68.2065 | 66.3806 | 62.8226
Montana - Missoula | Aug | H | Montana - Missoula-Aug | 56.029 | 54.3032 | 54.6548 | 53.1677 | 51.671 | 53.9194 | 56.2032 | 58.5065 | 62.4548 | 66.3903 | 70.329 | 73.7097 | 77.0839 | 80.4677 | 80.9097 | 81.2645 | 81.6935 | 78.1419 | 74.5129 | 70.9161 | 67.6871 | 64.4645 | 61.2774 | 59.5226
Montana - Missoula | Sep | I | Montana - Missoula-Sep | 46.87 | 45.9867 | 44.8467 | 43.2833 | 42.27 | 40.9233 | 41.93 | 44.9367 | 48.9767 | 53.19 | 57.0467 | 61.02 | 64.2467 | 66.58 | 67.5767 | 68.4467 | 67.9533 | 65.5367 | 60.8033 | 57.5367 | 54.3533 | 51.73 | 49.38 | 48.7833
Montana - Missoula | Oct | J | Montana - Missoula-Oct | 40.4839 | 39.6968 | 38.529 | 37.7226 | 37.0516 | 36.529 | 35.9968 | 36.9 | 39.9581 | 43.1161 | 46.0935 | 48.8032 | 51.5677 | 52.9161 | 54.4742 | 54.6419 | 53.2484 | 49.5839 | 46.8613 | 45.0516 | 43.0968 | 42.2645 | 41.4677 | 40.8419
Montana - Missoula | Nov | K | Montana - Missoula-Nov | 29.31 | 29.3267 | 28.5867 | 28.1333 | 27.7933 | 27.5233 | 27.6267 | 27.72 | 29.4733 | 30.86 | 32.9167 | 34.57 | 36.1967 | 37.0433 | 37.17 | 36.83 | 35.14 | 33.3967 | 32.36 | 31.6833 | 30.54 | 29.5967 | 29.1533 | 29.3633
Montana - Missoula | Dec | L | Montana - Missoula-Dec | 20.8129 | 20.5419 | 20.2839 | 20.0419 | 19.7968 | 19.571 | 19.3258 | 19.1 | 20.4323 | 21.7581 | 23.071 | 24.3226 | 25.6323 | 26.8677 | 26.0065 | 25.1484 | 24.2806 | 23.5806 | 22.9 | 22.1935 | 21.6516 | 21.1903 | 20.6548 | 20.4097
Nebraska - Grand Island | Jan | A | Nebraska - Grand Island-Jan | 16.4065 | 15.7161 | 15.1323 | 14.9677 | 14.2419 | 14.3258 | 13.9677 | 14.0323 | 15.7774 | 18.5871 | 22.0484 | 24.2968 | 26.0419 | 27.2613 | 27.4161 | 27.3871 | 25.9742 | 22.8581 | 21.8774 | 20.5742 | 19.2355 | 18.4903 | 18.2613 | 17.3484
Nebraska - Grand Island | Feb | B | Nebraska - Grand Island-Feb | 23.0393 | 22.4821 | 21.9036 | 21.2214 | 20.55 | 19.9036 | 20.4714 | 21.1536 | 21.775 | 24.3643 | 26.9321 | 29.525 | 30.7857 | 32.0893 | 33.3679 | 32.3143 | 31.3036 | 30.2643 | 28.7536 | 27.2464 | 25.7536 | 25.0464 | 24.3286 | 23.6357
Nebraska - Grand Island | Mar | C | Nebraska - Grand Island-Mar | 31.5129 | 31.1129 | 30.0935 | 29.2581 | 28.6 | 27.9355 | 27.7097 | 29.5742 | 32.8484 | 35.9516 | 38.9161 | 41.7774 | 43.9968 | 45.2806 | 46.4548 | 46.8161 | 46.6323 | 44.2194 | 39.7032 | 37.1161 | 35.3613 | 33.7871 | 32.9968 | 32.3323
Nebraska - Grand Island | Apr | D | Nebraska - Grand Island-Apr | 45.9 | 45.0267 | 44.0867 | 43.6233 | 43.1967 | 42.6933 | 45.2467 | 47.7733 | 50.3467 | 53.0567 | 55.7667 | 58.4733 | 60.2267 | 61.9867 | 63.76 | 63.02 | 62.33 | 61.6 | 57.7667 | 53.92 | 50.13 | 48.9467 | 47.8133 | 46.68
Nebraska - Grand Island | May | E | Nebraska - Grand Island-May | 54.1613 | 53.7 | 53.2613 | 52.7677 | 52.1323 | 52.029 | 54.6742 | 58.0871 | 61.5258 | 64.5677 | 66.9097 | 69.1 | 70.8032 | 72.0452 | 72.5968 | 72.2581 | 71.6935 | 70.6129 | 67.7613 | 62.471 | 59.5581 | 57.9903 | 56.9839 | 55.7613
Nebraska - Grand Island | Jun | F | Nebraska - Grand Island-Jun | 63.96 | 63.1533 | 62.3567 | 61.9633 | 61.5733 | 61.1767 | 64.1667 | 67.15 | 70.1233 | 72.1367 | 74.15 | 76.1733 | 77.5233 | 78.8533 | 80.21 | 80.0533 | 79.92 | 79.77 | 76.3267 | 72.9167 | 69.5567 | 68.0567 | 66.5667 | 65.1133
Nebraska - Grand Island | Jul | G | Nebraska - Grand Island-Jul | 70.5548 | 69.6323 | 66.5032 | 66.029 | 65.6355 | 65.2065 | 67.9903 | 70.8226 | 73.6548 | 75.9935 | 78.2774 | 80.6194 | 81.9548 | 83.3645 | 84.6935 | 84.0484 | 83.4161 | 82.7677 | 79.6097 | 76.4742 | 73.3484 | 72.0032 | 70.6129 | 69.2677
Nebraska - Grand Island | Aug | H | Nebraska - Grand Island-Aug | 63.6742 | 62.8516 | 64.5935 | 63.8774 | 63.2065 | 62.7677 | 64.3129 | 67.8452 | 71.3 | 74.6161 | 76.9935 | 79.4097 | 81.9484 | 83.4484 | 83.9581 | 84.0387 | 83.0677 | 80.9548 | 76.8903 | 72.0323 | 70.0968 | 68.5742 | 67.6419 | 67.1097
Nebraska - Grand Island | Sep | I | Nebraska - Grand Island-Sep | 55.8733 | 54.9033 | 53.9667 | 53.47 | 53.0233 | 52.53 | 55.7467 | 58.9667 | 62.19 | 65.4467 | 68.7467 | 72.0133 | 73.1133 | 74.1467 | 75.2467 | 73.72 | 72.2067 | 70.68 | 66.7133 | 62.7967 | 58.91 | 58 | 57.0933 | 56.2067
Nebraska - Grand Island | Oct | J | Nebraska - Grand Island-Oct | 45.9581 | 45.1903 | 44.2484 | 43.8839 | 42.8677 | 42.1742 | 42.2032 | 45.7129 | 51.0387 | 55.871 | 60.2806 | 63.471 | 65.3484 | 66.629 | 67.3258 | 66.5935 | 64.2516 | 59.0161 | 54.4161 | 52.0452 | 50.2484 | 49.1323 | 47.9742 | 46.6677
Nebraska - Grand Island | Nov | K | Nebraska - Grand Island-Nov | 32.9333 | 32.15 | 31.3433 | 30.79 | 30.26 | 29.7133 | 31.0767 | 32.44 | 33.84 | 37.7367 | 41.6767 | 45.5633 | 46.9267 | 48.29 | 49.6433 | 46.7267 | 43.8767 | 40.9567 | 39.5767 | 38.2367 | 36.86 | 35.6433 | 34.4367 | 33.2433
Nebraska - Grand Island | Dec | L | Nebraska - Grand Island-Dec | 23.3226 | 22.3 | 22.1452 | 21.6516 | 21.8548 | 21.3 | 21.7452 | 21.0226 | 22.6903 | 25.6355 | 28.3065 | 30.5581 | 32.5387 | 33.7839 | 33.9871 | 33.5452 | 30.5677 | 27.4742 | 26.1903 | 25.4129 | 24.6032 | 23.971 | 23.5613 | 23.5645
Nebraska - Norfolk | Jan | A | Nebraska - Norfolk-Jan | 13.5065 | 12.871 | 12.5581 | 11.6161 | 11.2581 | 10.9258 | 10.7935 | 10.9871 | 12.5839 | 15.771 | 19.1516 | 21.1613 | 22.9387 | 24.0645 | 24.6032 | 24.5355 | 23.1774 | 20.7387 | 18.9968 | 17.9613 | 16.9258 | 15.9645 | 15.0065 | 14.3903
Nebraska - Norfolk | Feb | B | Nebraska - Norfolk-Feb | 23.2857 | 22.825 | 22.3179 | 21.8107 | 21.4821 | 21.1679 | 20.8357 | 20.3357 | 22.2893 | 24.6464 | 26.8786 | 28.6107 | 30.8536 | 32.225 | 33.1857 | 33.4321 | 32.6429 | 30.55 | 28.0643 | 27.1607 | 26.3429 | 25.4607 | 24.8036 | 24.3107
Nebraska - Norfolk | Mar | C | Nebraska - Norfolk-Mar | 32.1129 | 31.571 | 30.8 | 30.2774 | 29.8806 | 29.3452 | 30.8258 | 32.2968 | 33.7968 | 36.2097 | 38.6097 | 41.0194 | 42.3871 | 43.7871 | 45.1613 | 44.7968 | 44.4548 | 44.0806 | 41.9226 | 39.8129 | 37.7032 | 36.4097 | 35.5129 | 34.3645
Nebraska - Norfolk | Apr | D | Nebraska - Norfolk-Apr | 44.0933 | 43.2 | 42.18 | 41.6433 | 41.43 | 40.7333 | 41.7967 | 44.4333 | 47.6233 | 50.03 | 52.0267 | 54.3133 | 56.47 | 58.2433 | 59.1767 | 59.71 | 59.2833 | 58.2233 | 55.5067 | 52.2367 | 50.2 | 48.4433 | 47.38 | 45.9867
Nebraska - Norfolk | May | E | Nebraska - Norfolk-May | 58.0452 | 56.9774 | 56.0419 | 55.4323 | 54.7419 | 54.3839 | 57.2839 | 60.2516 | 63.2387 | 65.8774 | 68.5484 | 71.2097 | 72.3968 | 73.6548 | 74.8516 | 74.2161 | 73.5774 | 72.9452 | 69.8226 | 66.7484 | 63.6387 | 61.9968 | 60.4194 | 59.2065
Nebraska - Norfolk | Jun | F | Nebraska - Norfolk-Jun | 64.2233 | 63.1667 | 62.1167 | 61.73 | 61.4 | 61.0267 | 63.7867 | 66.5167 | 69.28 | 71.85 | 74.4433 | 77.0233 | 78.3267 | 79.63 | 80.92 | 80.1167 | 79.3167 | 78.4967 | 75.74 | 73.0333 | 70.3567 | 68.8033 | 67.2733 | 65.7367
Nebraska - Norfolk | Jul | G | Nebraska - Norfolk-Jul | 73.629 | 72.5548 | 69.1806 | 68.2935 | 67.4452 | 66.5774 | 69.4194 | 72.2419 | 75.1194 | 77.5161 | 79.8903 | 82.2871 | 84.0129 | 85.8 | 87.5194 | 87.1774 | 86.8774 | 86.5355 | 83.4 | 80.2065 | 77.0935 | 75.5677 | 74.0516 | 72.571
Nebraska - Norfolk | Aug | H | Nebraska - Norfolk-Aug | 64.7258 | 63.6355 | 65.229 | 64.4548 | 63.6548 | 62.8774 | 65.7419 | 69.5323 | 73.5387 | 76.5935 | 78.7194 | 80.7903 | 82.6645 | 83.771 | 84.0871 | 83.8097 | 82.6 | 80.9742 | 78.3161 | 73.8 | 71.5968 | 70.2613 | 69.2161 | 68.2194
Nebraska - Norfolk | Sep | I | Nebraska - Norfolk-Sep | 55.1933 | 54.28 | 53.29 | 52.3433 | 51.76 | 51.15 | 51.84 | 55.8767 | 59.88 | 63.2033 | 65.69 | 67.6333 | 69.0033 | 70.1933 | 70.1267 | 70.26 | 69.3833 | 67.66 | 63.4567 | 60.5067 | 58.9833 | 57.8167 | 56.7933 | 55.7433
Nebraska - Norfolk | Oct | J | Nebraska - Norfolk-Oct | 45.8129 | 45.0258 | 44.2774 | 43.5548 | 42.8452 | 42.0645 | 44.0871 | 46.1613 | 48.2194 | 51.571 | 54.9129 | 58.2581 | 59.5161 | 60.7806 | 62.0548 | 60.5484 | 59.0581 | 57.5613 | 55.1 | 52.5806 | 50.1194 | 48.6 | 47.1032 | 45.571
Nebraska - Norfolk | Nov | K | Nebraska - Norfolk-Nov | 31.5033 | 30.23 | 29.29 | 28.6367 | 28.0167 | 27.3967 | 28.4533 | 29.5533 | 30.6333 | 33.9667 | 37.27 | 40.6033 | 42.18 | 43.7167 | 45.2833 | 43.33 | 41.39 | 39.43 | 37.7767 | 36.1333 | 34.4933 | 33.3533 | 32.1533 | 31.2633
Nebraska - Norfolk | Dec | L | Nebraska - Norfolk-Dec | 20.4968 | 19.8516 | 19.1516 | 18.7484 | 18.3355 | 17.8968 | 18.1194 | 18.2903 | 18.5161 | 20.7323 | 22.9484 | 25.1774 | 26.2548 | 27.3484 | 28.4355 | 27.1 | 25.7774 | 24.4323 | 23.5774 | 22.7323 | 21.8742 | 21.3581 | 20.8516 | 20.3323
Nebraska - North Platte | Jan | A | Nebraska - North Platte-Jan | 15.7774 | 15.2742 | 14.771 | 14.529 | 14.3161 | 14.0677 | 14.2 | 14.3194 | 14.4581 | 18.9161 | 23.3452 | 27.8129 | 30.1613 | 32.5194 | 34.871 | 32.5581 | 30.2355 | 27.9194 | 25.2806 | 22.6323 | 20.0548 | 18.9194 | 17.7613 | 16.629
Nebraska - North Platte | Feb | B | Nebraska - North Platte-Feb | 21.3786 | 20.6 | 19.7607 | 19.175 | 18.6071 | 17.9964 | 19.1357 | 20.4 | 21.6143 | 26.4036 | 31.2 | 35.9929 | 38.4571 | 40.9179 | 43.3893 | 41.8214 | 40.2821 | 38.7179 | 34.325 | 30.05 | 25.8321 | 24.6321 | 23.4786 | 22.3393
Nebraska - North Platte | Mar | C | Nebraska - North Platte-Mar | 31.3161 | 30.8355 | 30.271 | 29.2419 | 28.4 | 28.0452 | 27.2677 | 28.7742 | 32.3645 | 36.7774 | 40.5742 | 43.3516 | 45.1581 | 46.5581 | 47.2194 | 47.671 | 47.1323 | 45.4806 | 40.8032 | 37.671 | 35.8323 | 34.5323 | 33.071 | 32.7484
Nebraska - North Platte | Apr | D | Nebraska - North Platte-Apr | 40.8033 | 40.1067 | 39.0133 | 38.5667 | 38.0667 | 37.5067 | 38.2267 | 41.85 | 45.9933 | 49.9967 | 53.7367 | 56.1633 | 57.9033 | 59.5333 | 60 | 60.0033 | 58.7633 | 57.4467 | 54.3 | 49.7967 | 46.63 | 44.9433 | 43.45 | 41.89
Nebraska - North Platte | May | E | Nebraska - North Platte-May | 51.4935 | 50.5613 | 49.1452 | 48.2839 | 47.9129 | 47.2032 | 51.1419 | 55.1581 | 59 | 61.929 | 64.629 | 67.1226 | 69.0581 | 69.5742 | 70.671 | 71.3968 | 70.9452 | 69.7774 | 67.0677 | 61.6871 | 57.8871 | 55.0484 | 53.9581 | 52.929
Nebraska - North Platte | Jun | F | Nebraska - North Platte-Jun | 60.5067 | 58.6333 | 57.8133 | 57.2833 | 56.31 | 56.41 | 59.43 | 63.2 | 66.89 | 70.4667 | 73.3033 | 75.0267 | 76.7667 | 78.22 | 79.13 | 79.4967 | 78.57 | 77.63 | 75.12 | 71.4067 | 66.9667 | 65.2033 | 63.7933 | 62.3033
Nebraska - North Platte | Jul | G | Nebraska - North Platte-Jul | 69.5258 | 67.7903 | 64.9452 | 63.9871 | 63.3419 | 62.4774 | 65.1419 | 68.7645 | 72.8129 | 76.7065 | 79.5032 | 82.3323 | 84.1 | 85.9613 | 87.0226 | 87.5548 | 86.9452 | 84.8258 | 81.3355 | 77.2968 | 73.2065 | 71.5419 | 70.0323 | 68.5742
Nebraska - North Platte | Aug | H | Nebraska - North Platte-Aug | 62.0097 | 61.2677 | 62.3806 | 61.5806 | 60.8032 | 59.9935 | 63.0452 | 66.0677 | 69.1 | 72.6742 | 76.2226 | 79.7968 | 81.3 | 82.8484 | 84.3516 | 83.1903 | 82.071 | 80.9 | 76.5968 | 72.3161 | 68.0935 | 66.9548 | 65.8097 | 64.6903
Nebraska - North Platte | Sep | I | Nebraska - North Platte-Sep | 54.9233 | 53.8333 | 53.5633 | 52.7767 | 52.3667 | 51.8933 | 52.1633 | 55.6067 | 59.4267 | 63.58 | 66.97 | 69.3933 | 72.2467 | 74.02 | 74.9967 | 75.2567 | 74.52 | 71.64 | 65.5733 | 61.7767 | 60.0967 | 58.6467 | 57.31 | 56.8467
Nebraska - North Platte | Oct | J | Nebraska - North Platte-Oct | 41.3452 | 40.0645 | 39.8452 | 39.0613 | 38.6355 | 37.5613 | 37.0129 | 39.7387 | 45.7194 | 52.1548 | 57.5839 | 61.8548 | 64.7548 | 66.3935 | 66.9194 | 66.2774 | 64.6097 | 58.9065 | 52.0613 | 48.5452 | 46.771 | 45.0387 | 43.229 | 42.4387
Nebraska - North Platte | Nov | K | Nebraska - North Platte-Nov | 28.6733 | 28.96 | 29.1267 | 27.9967 | 27.4433 | 26.9933 | 26.0367 | 25.6633 | 29.87 | 34.79 | 39.0533 | 42.6667 | 45.5567 | 46.9333 | 47.89 | 47.2467 | 44.2133 | 38.53 | 34.83 | 33.03 | 32 | 30.5167 | 29.5733 | 29.2867
Nebraska - North Platte | Dec | L | Nebraska - North Platte-Dec | 17.5355 | 16.9677 | 15.9484 | 15.3065 | 15.6581 | 15.6613 | 15.1742 | 14.9742 | 16.6419 | 21.129 | 25.371 | 27.7097 | 30.9935 | 32.7161 | 33.6387 | 33.0581 | 30.1871 | 26.7355 | 24.1645 | 23.3161 | 21.6161 | 20.3742 | 19.2613 | 18.2839
Nebraska - Omaha | Jan | A | Nebraska - Omaha-Jan | 18.5774 | 18.1387 | 17.6774 | 17.4548 | 17.2839 | 17.0677 | 17.6065 | 18.0839 | 18.6258 | 20.8419 | 23.0645 | 25.271 | 26.5935 | 27.8968 | 29.229 | 27.829 | 26.4645 | 25.0806 | 24.0452 | 23.0194 | 22.0032 | 21.2806 | 20.5774 | 19.8645
Nebraska - Omaha | Feb | B | Nebraska - Omaha-Feb | 23.6 | 23.1571 | 22.7357 | 22.1857 | 21.6464 | 21.1179 | 21.5714 | 22.1107 | 22.6464 | 24.6071 | 26.5464 | 28.4893 | 29.4036 | 30.3214 | 31.2286 | 30.5464 | 29.8679 | 29.1821 | 28.0357 | 26.8893 | 25.7393 | 25.2286 | 24.7036 | 24.1929
Nebraska - Omaha | Mar | C | Nebraska - Omaha-Mar | 36.5323 | 35.9355 | 35.1839 | 35.0323 | 34.1903 | 33.4258 | 33.5065 | 35.5484 | 38.3935 | 41.0548 | 43.2613 | 45.3129 | 47.0774 | 48.4484 | 49.0484 | 48.9355 | 48.4903 | 47.0516 | 44.1032 | 41.6226 | 40.3 | 38.9258 | 38.2355 | 37.5323
Nebraska - Omaha | Apr | D | Nebraska - Omaha-Apr | 49.37 | 48.0467 | 47.5933 | 47.02 | 46.39 | 45.6733 | 46.31 | 48.53 | 51.0767 | 53.3133 | 55.8333 | 58.1767 | 59.7867 | 61.5833 | 62.47 | 62.6733 | 62.7133 | 61.7833 | 59.54 | 56.8867 | 54.76 | 52.99 | 51.9767 | 51.06
Nebraska - Omaha | May | E | Nebraska - Omaha-May | 57.7484 | 56.9032 | 56.271 | 55.5645 | 54.9806 | 55.1774 | 56.6968 | 58.8226 | 61.6032 | 64.0387 | 66.0484 | 68.0871 | 69.1839 | 69.9355 | 70.8161 | 70.5387 | 70.5516 | 69.4516 | 67.3032 | 64.829 | 63.2387 | 61.729 | 60.3387 | 59.2484
Nebraska - Omaha | Jun | F | Nebraska - Omaha-Jun | 65.8333 | 64.7567 | 63.68 | 63.3533 | 63.0133 | 62.69 | 66.0233 | 69.4033 | 72.7767 | 75.0433 | 77.3267 | 79.5967 | 80.57 | 81.53 | 82.51 | 81.78 | 81.0767 | 80.35 | 77.4233 | 74.5167 | 71.6567 | 70.1033 | 68.58 | 67.0733
Nebraska - Omaha | Jul | G | Nebraska - Omaha-Jul | 74.0839 | 73.1129 | 70.2419 | 69.6742 | 68.8323 | 68.5484 | 70.6871 | 73.3613 | 76.1613 | 78.1871 | 80.3613 | 81.671 | 83.4065 | 83.9226 | 84.2548 | 83.6161 | 83.4419 | 82.6097 | 80.4194 | 77.8903 | 75.9871 | 74.6387 | 73.8968 | 72.9774
Nebraska - Omaha | Aug | H | Nebraska - Omaha-Aug | 67.9452 | 67.2097 | 68.529 | 68.1226 | 67.7226 | 67.329 | 69.4871 | 71.6516 | 73.8484 | 75.7903 | 77.7516 | 79.671 | 80.771 | 81.8806 | 82.9742 | 82.2806 | 81.6581 | 80.9645 | 78.3581 | 75.8065 | 73.2516 | 72.3806 | 71.5742 | 70.7097
Nebraska - Omaha | Sep | I | Nebraska - Omaha-Sep | 59.87 | 59.2567 | 58.6067 | 58.0433 | 57.51 | 56.9467 | 59.4533 | 61.9633 | 64.4933 | 66.9167 | 69.3267 | 71.75 | 72.52 | 73.32 | 74.0867 | 72.9533 | 71.8133 | 70.6667 | 68.3033 | 65.9867 | 63.6433 | 62.64 | 61.6367 | 60.6533
Nebraska - Omaha | Oct | J | Nebraska - Omaha-Oct | 50.9645 | 50.4065 | 49.8387 | 49.2161 | 48.6065 | 47.9548 | 50.0871 | 52.3194 | 54.4935 | 57.1226 | 59.771 | 62.4065 | 63.1871 | 63.9742 | 64.7548 | 62.9032 | 61.0194 | 59.1581 | 57.2968 | 55.4774 | 53.6677 | 52.7677 | 51.8968 | 51.0419
Nebraska - Omaha | Nov | K | Nebraska - Omaha-Nov | 37.5667 | 37.05 | 36.38 | 35.9367 | 35.61 | 35.3067 | 34.7267 | 35.2333 | 36.9967 | 39.3667 | 42.2567 | 44.08 | 45.3067 | 46.6 | 46.9067 | 46.4367 | 44.73 | 42.7567 | 41.5033 | 40.6 | 39.7833 | 39.14 | 38.1467 | 37.67
Nebraska - Omaha | Dec | L | Nebraska - Omaha-Dec | 22.3548 | 22.0935 | 21.8226 | 21.5452 | 21.2774 | 20.9968 | 21.3097 | 21.5839 | 21.871 | 23.5161 | 25.1355 | 26.7774 | 27.5806 | 28.371 | 29.1613 | 27.7839 | 26.3774 | 24.9903 | 24.1 | 23.271 | 22.3935 | 22.0742 | 21.7355 | 21.4355
Nebraska - Scottsbluff | Jan | A | Nebraska - Scottsbluff-Jan | 21.2452 | 20.4129 | 19.7613 | 19.5387 | 19.2677 | 19.0774 | 18.4065 | 18.8613 | 21.871 | 25.1484 | 28.5419 | 30.3613 | 32.4065 | 33.3581 | 33.629 | 32.5452 | 29.5161 | 27.4871 | 25.8613 | 24.6387 | 23.9806 | 24.0065 | 22.8677 | 22.1871
Nebraska - Scottsbluff | Feb | B | Nebraska - Scottsbluff-Feb | 25.0679 | 24.6357 | 23.8071 | 23.8179 | 23.4857 | 22.725 | 22.7179 | 25.0821 | 30.0357 | 34.4536 | 38.1607 | 41.4464 | 43.6571 | 44.5179 | 44.5357 | 44.0036 | 40.9643 | 35.4143 | 32.2071 | 30.8536 | 28.7821 | 27.525 | 26.7536 | 25.5
Nebraska - Scottsbluff | Mar | C | Nebraska - Scottsbluff-Mar | 30.7194 | 29.7387 | 28.9839 | 28.3677 | 27.9613 | 27.3548 | 28.5355 | 32.7258 | 37.3774 | 41.1581 | 43.9903 | 46.2806 | 48.271 | 49.1806 | 48.9355 | 49.0065 | 47.3935 | 43.7323 | 39.6903 | 37.3032 | 35.4935 | 34.4097 | 33.129 | 31.9452
Nebraska - Scottsbluff | Apr | D | Nebraska - Scottsbluff-Apr | 41.5433 | 40.5433 | 39.4533 | 38.2233 | 37.1533 | 36.7567 | 39.6967 | 44.3067 | 49.46 | 53.52 | 56.73 | 59.2033 | 61.4067 | 62.4133 | 62.43 | 61.7133 | 60.5367 | 57.89 | 52.9167 | 49.76 | 47.4867 | 46.2067 | 44.34 | 43.08
Nebraska - Scottsbluff | May | E | Nebraska - Scottsbluff-May | 48.3452 | 46.7839 | 45.5677 | 44.4194 | 43.1968 | 46.8548 | 50.5387 | 54.2774 | 58.2677 | 62.2581 | 66.2581 | 67.6903 | 69.1774 | 70.6032 | 69.9 | 69.1839 | 68.4839 | 64.9387 | 61.3806 | 57.8484 | 55.7968 | 53.7935 | 51.7581 | 50.2613
Nebraska - Scottsbluff | Jun | F | Nebraska - Scottsbluff-Jun | 59.0967 | 58.09 | 56.6067 | 55.3667 | 54.7833 | 57.85 | 61.5 | 65.39 | 69.6233 | 73.23 | 76.4133 | 78.7333 | 80.3 | 80.9467 | 81.6367 | 80.9633 | 79.1067 | 77.15 | 73.59 | 69.7667 | 66.66 | 64.75 | 63.0167 | 61.3467
Nebraska - Scottsbluff | Jul | G | Nebraska - Scottsbluff-Jul | 65.4032 | 64.4097 | 61.0677 | 60.2129 | 58.9129 | 61.2581 | 65.3516 | 69.3355 | 72.9806 | 76.5065 | 79.7935 | 82.1871 | 84.3484 | 85.6516 | 85.2065 | 84.3806 | 82.8903 | 79.8161 | 76.5774 | 70.8677 | 69.1806 | 67.3839 | 65.3806 | 63.8419
Nebraska - Scottsbluff | Aug | H | Nebraska - Scottsbluff-Aug | 60.5129 | 59.3387 | 60.5806 | 59.771 | 58.9677 | 61.8484 | 64.7742 | 67.6871 | 71.8548 | 76.0548 | 80.2323 | 82.5323 | 84.8258 | 87.1161 | 86.2516 | 85.4 | 84.5355 | 80.0065 | 75.3548 | 70.7806 | 68.7774 | 66.7935 | 64.8258 | 63.6226
Nebraska - Scottsbluff | Sep | I | Nebraska - Scottsbluff-Sep | 52.87 | 51.8067 | 50.8867 | 50.04 | 48.94 | 48.1267 | 51.3033 | 57.15 | 63.18 | 67.8067 | 71.62 | 74.44 | 76.2167 | 77.6167 | 77.7667 | 77.5033 | 75.3933 | 70.11 | 64.1533 | 60.55 | 58.0033 | 56.1533 | 54.4033 | 53.4067
Nebraska - Scottsbluff | Oct | J | Nebraska - Scottsbluff-Oct | 40.2742 | 39.5226 | 38.3806 | 37.5774 | 36.471 | 35.6742 | 37.0323 | 41.6258 | 47.3581 | 52.3968 | 55.6935 | 58.929 | 61.1258 | 62.1 | 61.7194 | 60.5323 | 56.9968 | 51.9387 | 48.5742 | 46.6742 | 44.5387 | 43.3323 | 42.0839 | 40.8226
Nebraska - Scottsbluff | Nov | K | Nebraska - Scottsbluff-Nov | 28.7333 | 28.0433 | 26.9467 | 25.98 | 25.8233 | 25.3 | 25.4067 | 28.41 | 33.0667 | 37.7567 | 41.88 | 44.46 | 46.2333 | 47.1267 | 46.79 | 44.91 | 40.8067 | 36.84 | 34.9067 | 32.9833 | 31.1033 | 30.7933 | 30.2267 | 28.9233
Nebraska - Scottsbluff | Dec | L | Nebraska - Scottsbluff-Dec | 20.671 | 19.7452 | 18.9839 | 18.2452 | 17.4871 | 17.7871 | 18.0806 | 18.4452 | 23.7613 | 29.0613 | 34.3903 | 36.7548 | 39.1194 | 41.4839 | 38.7839 | 36.0871 | 33.3806 | 30.8548 | 28.3548 | 25.8226 | 24.6548 | 23.4613 | 22.2903 | 21.2903
Nevada - Elko | Jan | A | Nevada - Elko-Jan | 16.9226 | 16.6677 | 16.4516 | 16.1903 | 15.9419 | 15.7419 | 15.5065 | 18.0742 | 20.6387 | 23.2161 | 25.9613 | 28.6677 | 31.4323 | 31.5355 | 31.6742 | 31.7871 | 29.0032 | 26.1806 | 23.4 | 22.2258 | 21.0419 | 19.8968 | 18.9452 | 17.9968
Nevada - Elko | Feb | B | Nevada - Elko-Feb | 26.1179 | 25.9429 | 25.7964 | 25.5893 | 25.1036 | 24.6214 | 24.0964 | 27.2143 | 30.3143 | 33.425 | 35.7214 | 37.9714 | 40.2821 | 40.8286 | 41.3786 | 41.9179 | 38.7964 | 35.7036 | 32.5321 | 31.55 | 30.5643 | 29.6036 | 28.6643 | 27.7036
Nevada - Elko | Mar | C | Nevada - Elko-Mar | 31.7581 | 31.2 | 30.529 | 29.8806 | 29.3194 | 29.0129 | 28.7548 | 31.9806 | 35.6097 | 39.2226 | 42.1903 | 44.5839 | 46.9 | 47.4935 | 47.3355 | 47.0484 | 45.1323 | 41.6032 | 37.9452 | 36.3581 | 34.8323 | 33.2452 | 32.7806 | 32.0903
Nevada - Elko | Apr | D | Nevada - Elko-Apr | 37.9033 | 36.97 | 36.0267 | 35.09 | 36.3533 | 37.6033 | 38.88 | 43.3633 | 47.86 | 52.34 | 53.9533 | 55.5467 | 57.1433 | 57.2633 | 57.3667 | 57.5 | 55.16 | 52.83 | 50.38 | 47.7333 | 45.1767 | 42.6567 | 41.27 | 39.86
Nevada - Elko | May | E | Nevada - Elko-May | 41.6839 | 39.9645 | 38.5161 | 37.5323 | 37.5903 | 43.3419 | 49.0645 | 54.3161 | 58.4903 | 61.6839 | 63.6839 | 65.4452 | 66.2806 | 67.3548 | 67.3323 | 66.9065 | 65.5806 | 62.3806 | 57.1774 | 53.1806 | 49.9613 | 47.1065 | 45.4258 | 43.5129
Nevada - Elko | Jun | F | Nevada - Elko-Jun | 51.94 | 49.7867 | 48.6833 | 46.89 | 44.76 | 50.8733 | 55.2733 | 60.11 | 64.0633 | 67.0833 | 70.1167 | 72.0733 | 74.18 | 75.1133 | 75.5333 | 74.79 | 74.6067 | 72.9767 | 68.93 | 62.5867 | 61.1333 | 58.2167 | 56.4267 | 53.7933
Nevada - Elko | Jul | G | Nevada - Elko-Jul | 58.0839 | 56.4806 | 52.9419 | 51.3194 | 55.2032 | 59.0806 | 63.071 | 68.6613 | 74.2645 | 79.8419 | 82.371 | 84.8613 | 87.4 | 87.171 | 86.8677 | 86.6516 | 84.1613 | 81.7032 | 79.1839 | 74.4032 | 69.6097 | 64.8355 | 62.0387 | 59.2419
Nevada - Elko | Aug | H | Nevada - Elko-Aug | 55.8032 | 53.5806 | 53.2419 | 50.9581 | 53.5065 | 56.0839 | 58.6742 | 64.6 | 70.5258 | 76.4484 | 78.6097 | 80.7452 | 82.8935 | 83.0065 | 83.0484 | 83.1452 | 80.5613 | 77.9903 | 75.3194 | 71.8452 | 68.4 | 64.9258 | 62.3968 | 59.8806
Nevada - Elko | Sep | I | Nevada - Elko-Sep | 44.1367 | 42.7567 | 41.3133 | 39.9367 | 41.9367 | 44.0067 | 46.03 | 52.25 | 58.4733 | 64.6867 | 67.9133 | 71.1633 | 74.4133 | 74.49 | 74.5767 | 74.6767 | 70.1967 | 65.7267 | 61.1667 | 57.77 | 54.39 | 51.0633 | 48.6167 | 46.2533
Nevada - Elko | Oct | J | Nevada - Elko-Oct | 37.9 | 36.7613 | 35.6194 | 34.4742 | 34.6419 | 34.8161 | 34.9806 | 40.7194 | 46.5097 | 52.2484 | 55.8968 | 59.5452 | 63.1903 | 63.4387 | 63.6806 | 63.9194 | 59.1097 | 54.3355 | 49.4935 | 47.0355 | 44.5903 | 42.1032 | 40.8194 | 39.5452
Nevada - Elko | Nov | K | Nevada - Elko-Nov | 29 | 28.62 | 28.2367 | 27.84 | 27.5767 | 27.3233 | 27.0367 | 30.5133 | 33.96 | 37.43 | 40.1933 | 42.9367 | 45.7233 | 45.5467 | 45.4433 | 45.2833 | 41.5967 | 37.9 | 34.13 | 32.94 | 31.78 | 30.5833 | 29.8033 | 29.0533
Nevada - Elko | Dec | L | Nevada - Elko-Dec | 17.2 | 16.7548 | 16.029 | 15.2387 | 15.1258 | 14.6613 | 14.6161 | 17.0355 | 20.3839 | 23.9258 | 27.1903 | 29.2 | 31.4548 | 32.2839 | 32.1484 | 29.3516 | 24.1613 | 21.9129 | 20.5968 | 20.0258 | 19.1677 | 17.9194 | 17.5226 | 17.4387
Nevada - Ely | Jan | A | Nevada - Ely-Jan | 14.6387 | 13.8516 | 13.8355 | 14.0355 | 13.5548 | 13.3677 | 12.4484 | 13.2677 | 18.8161 | 23.9097 | 28.0581 | 30.9839 | 32.2452 | 33.1452 | 32.7742 | 30.9871 | 26.0581 | 22.6742 | 20.5903 | 18.5129 | 17.4548 | 16.3581 | 15.6677 | 15.1516
Nevada - Ely | Feb | B | Nevada - Ely-Feb | 24.9214 | 24.4107 | 23.9179 | 23.4 | 22.7071 | 22.0107 | 21.325 | 24.9429 | 28.5679 | 32.1786 | 34.0821 | 36.0143 | 37.9036 | 37.8286 | 37.7464 | 37.6893 | 34.6929 | 31.6929 | 28.6286 | 27.7929 | 26.9179 | 26.0929 | 25.4679 | 24.8
Nevada - Ely | Mar | C | Nevada - Ely-Mar | 26.8129 | 25.9839 | 25.2032 | 24.4032 | 24.6968 | 24.9226 | 25.2032 | 30.0581 | 34.9258 | 39.7871 | 41.8645 | 43.9548 | 46.0355 | 46.1161 | 46.1516 | 46.229 | 42.6032 | 38.9935 | 35.3065 | 33.9935 | 32.6323 | 31.3484 | 29.9097 | 28.5129
Nevada - Ely | Apr | D | Nevada - Ely-Apr | 33.1133 | 32.1633 | 31.2233 | 30.2833 | 31.8633 | 33.42 | 35.0233 | 38.88 | 42.7267 | 46.5833 | 48.22 | 49.8833 | 51.5067 | 51.7567 | 51.9733 | 52.2067 | 49.3 | 46.3967 | 43.4233 | 41.5633 | 39.6867 | 37.8967 | 36.4733 | 35.1033
Nevada - Ely | May | E | Nevada - Ely-May | 37.5032 | 36.6903 | 35.9032 | 35.0548 | 37.8742 | 40.7258 | 43.5968 | 47.3581 | 51.1484 | 54.9323 | 56.7581 | 58.6065 | 60.4323 | 60.2645 | 60.0935 | 59.9097 | 57.0032 | 54.0516 | 51.0129 | 48.0742 | 45.1935 | 42.3484 | 40.7548 | 39.1903
Nevada - Ely | Jun | F | Nevada - Ely-Jun | 47.1867 | 45.7367 | 44.2567 | 42.8 | 46.9133 | 51.0533 | 55.2167 | 59.88 | 64.5333 | 69.1967 | 70.7933 | 72.42 | 74.02 | 73.8467 | 73.6633 | 73.4933 | 70.5133 | 67.4833 | 64.3867 | 61.0333 | 57.7567 | 54.44 | 52.1167 | 49.8533
Nevada - Ely | Jul | G | Nevada - Ely-Jul | 57.1 | 55.6871 | 51.7484 | 50.3484 | 48.9452 | 54.5355 | 62.3 | 68.4806 | 72.8226 | 76.5645 | 78.7194 | 80.3258 | 81.7258 | 82.2258 | 81.5161 | 81.4484 | 80.0839 | 78.1516 | 72.3161 | 67.6226 | 64.8258 | 62.4903 | 59.671 | 57.5839
Nevada - Ely | Aug | H | Nevada - Ely-Aug | 53.4097 | 52.3323 | 52.9742 | 51.8742 | 54.6 | 57.3839 | 60.1968 | 65.3419 | 70.5065 | 75.6548 | 76.5839 | 77.5742 | 78.5065 | 78.7484 | 78.9194 | 79.171 | 75.5129 | 71.8516 | 68.1581 | 65.3742 | 62.5581 | 59.7935 | 58.1903 | 56.5742
Nevada - Ely | Sep | I | Nevada - Ely-Sep | 42.3133 | 40.8333 | 39.36 | 37.8233 | 40.11 | 42.4533 | 44.8267 | 51.0133 | 57.2533 | 63.43 | 65.7167 | 68.0433 | 70.3333 | 70.6367 | 70.9367 | 71.2433 | 66.6467 | 62.0933 | 57.4833 | 54.5567 | 51.59 | 48.6867 | 46.5333 | 44.38
Nevada - Ely | Oct | J | Nevada - Ely-Oct | 34.9903 | 33.9871 | 32.9968 | 31.9774 | 32.3935 | 32.8387 | 33.2935 | 39.7613 | 46.2032 | 52.671 | 55.2645 | 57.8839 | 60.4581 | 60.4194 | 60.3903 | 60.3387 | 55.9323 | 51.4903 | 47.0097 | 44.3903 | 41.8065 | 39.2419 | 37.6194 | 36.0355
Nevada - Ely | Nov | K | Nevada - Ely-Nov | 26.69 | 26.3533 | 25.5 | 25.48 | 25.1633 | 25.33 | 29.0267 | 35.6467 | 39.8867 | 43.35 | 45.1933 | 46.4367 | 46.8667 | 46.4933 | 44.2267 | 38.23 | 35.4533 | 33.28 | 31.49 | 30.4667 | 29.23 | 28.08 | 27.6167 | 26.9033
Nevada - Ely | Dec | L | Nevada - Ely-Dec | 16.6097 | 16.1806 | 15.771 | 15.3645 | 14.6613 | 13.9645 | 13.2548 | 16.9484 | 20.6032 | 24.3032 | 26.9677 | 29.6194 | 32.3 | 31.1677 | 30.0774 | 28.9419 | 26.2742 | 23.5871 | 20.9161 | 20.0161 | 19.0677 | 18.1677 | 17.4581 | 16.7903
Nevada - Las Vegas | Jan | A | Nevada - Las Vegas-Jan | 38.5452 | 38.2323 | 37.371 | 37.3323 | 37.2161 | 35.9742 | 35.3258 | 38.6129 | 44.3258 | 48.0968 | 51.5742 | 53.3226 | 54.7387 | 55.4097 | 56.0613 | 55.3387 | 51.5387 | 47.9097 | 45.0355 | 43.2484 | 42.1355 | 41.0645 | 40.0645 | 39.3258
Nevada - Las Vegas | Feb | B | Nevada - Las Vegas-Feb | 46.4786 | 45.8464 | 45.175 | 44.5214 | 44.0179 | 43.4857 | 42.9464 | 47.0786 | 51.1679 | 55.2857 | 57.2464 | 59.2214 | 61.1857 | 61.8107 | 62.3857 | 63.0143 | 60.2357 | 57.4679 | 54.6857 | 53.2036 | 51.7429 | 50.2929 | 49.1071 | 47.9036
Nevada - Las Vegas | Mar | C | Nevada - Las Vegas-Mar | 47.1968 | 46.1581 | 45.0903 | 44.0323 | 44.4613 | 44.8774 | 45.2774 | 48.8452 | 52.3903 | 55.9581 | 58.1452 | 60.3419 | 62.5516 | 63 | 63.4419 | 63.9032 | 61.4032 | 58.9419 | 56.4677 | 54.6065 | 52.7452 | 50.8677 | 49.9032 | 48.8677
Nevada - Las Vegas | Apr | D | Nevada - Las Vegas-Apr | 59.7167 | 58.7167 | 57.3333 | 56.65 | 55.84 | 55.75 | 60.2867 | 64.3733 | 67.5667 | 70.2233 | 72.6033 | 74.53 | 76.1467 | 77.21 | 77.61 | 77.42 | 76.67 | 74.7333 | 71.2667 | 68.4367 | 65.8867 | 64.26 | 62.6367 | 61.2633
Nevada - Las Vegas | May | E | Nevada - Las Vegas-May | 65.1806 | 64.0355 | 62.8323 | 61.7065 | 63.5097 | 65.2839 | 67.1129 | 70.1581 | 73.2194 | 76.2742 | 78.0161 | 79.7613 | 81.4968 | 82.0968 | 82.6613 | 83.2484 | 81.3194 | 79.3645 | 77.3516 | 74.8742 | 72.4935 | 70.0935 | 68.5774 | 67.0484
Nevada - Las Vegas | Jun | F | Nevada - Las Vegas-Jun | 78.0833 | 76.3633 | 74.6367 | 72.9233 | 75.4267 | 77.9167 | 80.4167 | 83.5633 | 86.7267 | 89.87 | 91.9867 | 94.0833 | 96.1967 | 96.3233 | 96.4367 | 96.56 | 94.9833 | 93.4433 | 91.8167 | 88.7233 | 85.6233 | 82.5733 | 81.1667 | 79.76
Nevada - Las Vegas | Jul | G | Nevada - Las Vegas-Jul | 85.8194 | 84.6935 | 80.9806 | 79.829 | 80.9968 | 82.1871 | 83.3871 | 86.6839 | 89.9484 | 93.2387 | 95.429 | 97.5968 | 99.7742 | 100.0871 | 100.4065 | 100.7258 | 98.9548 | 97.2516 | 95.4194 | 92.8323 | 90.3452 | 87.8226 | 86.2452 | 84.6742
Nevada - Las Vegas | Aug | H | Nevada - Las Vegas-Aug | 78.3419 | 76.8484 | 78.0032 | 77.0194 | 76.2194 | 77.1355 | 81.7484 | 86.3097 | 89.6645 | 92.6226 | 95.7355 | 97.7355 | 99.029 | 99.2419 | 99.8903 | 99.229 | 98.8968 | 96.8677 | 93.4355 | 90.4548 | 87.9 | 86.0484 | 84.3065 | 82.629
Nevada - Las Vegas | Sep | I | Nevada - Las Vegas-Sep | 74.18 | 72.9467 | 71.7133 | 70.26 | 69.0833 | 68.7167 | 73.34 | 79.2167 | 82.9633 | 86.3633 | 88.8367 | 91.3433 | 92.9833 | 94.07 | 93.5967 | 92.9867 | 91.7367 | 88.3033 | 84.45 | 81.3867 | 79.5867 | 77.3767 | 75.7533 | 74.49
Nevada - Las Vegas | Oct | J | Nevada - Las Vegas-Oct | 59.7161 | 59.0871 | 58.4581 | 57.3548 | 57.0452 | 56.2452 | 58.7323 | 64.5839 | 68.2871 | 71.171 | 74.0516 | 76.3452 | 77.7645 | 78.6452 | 78.9484 | 78.6355 | 75.5871 | 72.5065 | 69.6484 | 66.6226 | 64.8839 | 63.6452 | 61.6871 | 60.3097
Nevada - Las Vegas | Nov | K | Nevada - Las Vegas-Nov | 48.7967 | 47.9933 | 47.2567 | 46.4533 | 46.2567 | 46.09 | 45.9 | 50.1633 | 54.4133 | 58.6867 | 60.5367 | 62.4167 | 64.2633 | 64.3633 | 64.4633 | 64.5567 | 61.4967 | 58.3967 | 55.2733 | 53.9567 | 52.6467 | 51.3433 | 50.3333 | 49.3433
Nevada - Las Vegas | Dec | L | Nevada - Las Vegas-Dec | 41.5871 | 41.2677 | 39.8548 | 39.0452 | 38.5194 | 37.9806 | 37.7065 | 40.5032 | 46.8742 | 50.0419 | 53.3032 | 55.6935 | 57.0387 | 57.8548 | 58.7226 | 57.9355 | 54.4129 | 49.9806 | 47.6161 | 46.3903 | 44.7903 | 43.6 | 42.6774 | 41.7839
Nevada - Reno | Jan | A | Nevada - Reno-Jan | 28.8839 | 28.1419 | 27.2806 | 26.4452 | 26.0839 | 25.4387 | 24.9806 | 25.2839 | 29.1677 | 32.9484 | 36.3548 | 39.1613 | 42.3129 | 44.0871 | 44.8323 | 43.929 | 40.9484 | 37.4806 | 35.5903 | 34.1903 | 32.7742 | 31.7065 | 30.3581 | 29.6194
Nevada - Reno | Feb | B | Nevada - Reno-Feb | 30.4 | 29.1429 | 27.9643 | 26.7 | 26.15 | 25.6429 | 25.075 | 29.2786 | 33.475 | 37.7 | 41.1643 | 44.6393 | 48.1179 | 48.7 | 49.2607 | 49.8679 | 46.3179 | 42.7643 | 39.2036 | 37.6714 | 36.2107 | 34.7393 | 33.2464 | 31.7964
Nevada - Reno | Mar | C | Nevada - Reno-Mar | 33.0742 | 32.4129 | 31.7548 | 31.0774 | 31.3903 | 31.7 | 32.0097 | 37.0097 | 41.9613 | 46.9677 | 49.9968 | 53.0032 | 56.029 | 56.1742 | 56.3097 | 56.4419 | 53.3032 | 50.1742 | 46.9839 | 44.3871 | 41.8 | 39.2484 | 37.3806 | 35.5419
Nevada - Reno | Apr | D | Nevada - Reno-Apr | 42.73 | 41.0867 | 39.8067 | 38.87 | 37.7167 | 37.6667 | 42.1033 | 46.49 | 50.32 | 53.7033 | 56.37 | 58.3733 | 59.8267 | 60.6233 | 60.5833 | 60.3133 | 58.6933 | 56.1867 | 52.7967 | 50.5833 | 48.82 | 47.5467 | 45.71 | 44.2867
Nevada - Reno | May | E | Nevada - Reno-May | 43.7935 | 42.2871 | 41.1806 | 40.2645 | 39.4903 | 42.471 | 48.1226 | 52.6161 | 56.229 | 59.7355 | 62.9452 | 65.0613 | 66.7839 | 67.5452 | 67.0774 | 66.2032 | 64.0194 | 61.5258 | 57.9065 | 55.4226 | 53.4129 | 51.3323 | 48.729 | 46.2323
Nevada - Reno | Jun | F | Nevada - Reno-Jun | 54.7167 | 52.2633 | 49.8233 | 47.34 | 50.9267 | 54.57 | 58.22 | 62.69 | 67.1867 | 71.66 | 73.8733 | 76.09 | 78.3167 | 78.3933 | 78.48 | 78.5833 | 76.3 | 74.04 | 71.6567 | 68.4867 | 65.4 | 62.3067 | 59.7 | 57.1033
Nevada - Reno | Jul | G | Nevada - Reno-Jul | 60.571 | 58.2677 | 54.0226 | 51.6387 | 55.3065 | 59.0129 | 62.7839 | 68.2387 | 73.6677 | 79.1194 | 82.4387 | 85.7323 | 89.0581 | 88.8613 | 88.6774 | 88.4871 | 85.8806 | 83.2645 | 80.5935 | 77.1129 | 73.6806 | 70.2194 | 66.4645 | 62.6839
Nevada - Reno | Aug | H | Nevada - Reno-Aug | 53.529 | 51.5935 | 51.5935 | 49.6742 | 52.429 | 55.1935 | 57.9903 | 64.0903 | 70.171 | 76.2613 | 79.2548 | 82.2 | 85.1968 | 85.1194 | 85.0548 | 84.971 | 81.7548 | 78.6 | 75.3258 | 71.7032 | 68.1129 | 64.5645 | 61.4355 | 58.3774
Nevada - Reno | Sep | I | Nevada - Reno-Sep | 47.83 | 46.2133 | 44.5933 | 42.94 | 44.1067 | 45.2433 | 46.4433 | 53.27 | 60.0967 | 66.9433 | 70.54 | 74.1633 | 77.76 | 78.1033 | 78.3433 | 78.6833 | 74.8867 | 71.0867 | 67.2067 | 63.9667 | 60.81 | 57.64 | 54.2233 | 50.82
Nevada - Reno | Oct | J | Nevada - Reno-Oct | 38.7613 | 37.7387 | 36.7258 | 35.6355 | 35.3774 | 35.1226 | 34.8677 | 41.3 | 47.7452 | 54.1871 | 57.8613 | 61.5452 | 65.229 | 65.1871 | 65.1419 | 65.0968 | 60.7871 | 56.4839 | 52.1419 | 49.5903 | 47.029 | 44.4871 | 42.4871 | 40.4742
Nevada - Reno | Nov | K | Nevada - Reno-Nov | 30.78 | 30.68 | 30.12 | 29.24 | 29.0733 | 28.83 | 28.9967 | 34.0233 | 40.64 | 45.42 | 49.3467 | 52.4233 | 55.9433 | 57.53 | 57.7633 | 56.1267 | 48.7667 | 44.6833 | 40.95 | 38.39 | 35.7 | 34.2267 | 32.9767 | 31.9733
Nevada - Reno | Dec | L | Nevada - Reno-Dec | 24.6871 | 24.071 | 23.4323 | 24.2194 | 22.8194 | 22.7032 | 22.4 | 23.5194 | 29.1032 | 33.3065 | 37.3355 | 40.3097 | 42.8613 | 44.0613 | 44.1484 | 42.4097 | 35.6484 | 32.5935 | 30.9613 | 28.5613 | 28 | 26.6742 | 25.4097 | 24.9065
Nevada - Tonopah | Jan | A | Nevada - Tonopah-Jan | 26.3645 | 25.7516 | 25.1452 | 24.5419 | 23.8968 | 23.1774 | 22.5258 | 26.8935 | 31.2419 | 35.6065 | 37.9355 | 40.3032 | 42.629 | 42.3677 | 42.1065 | 41.8484 | 38.4742 | 35.0935 | 31.6774 | 30.5161 | 29.371 | 28.2194 | 27.6677 | 27.1
Nevada - Tonopah | Feb | B | Nevada - Tonopah-Feb | 30.55 | 29.7429 | 29.5571 | 29.1786 | 28.5179 | 27.9786 | 28.0321 | 31.1393 | 36.7536 | 40.4786 | 43.375 | 45.5679 | 47.4679 | 48.5714 | 48.7893 | 48.1464 | 46.1107 | 42.3036 | 38.975 | 37.1464 | 35.7286 | 33.5607 | 32.4571 | 31.2857
Nevada - Tonopah | Mar | C | Nevada - Tonopah-Mar | 34.8677 | 34.1097 | 33.329 | 32.5742 | 32.6194 | 32.6677 | 32.6968 | 37.2645 | 41.8903 | 46.4452 | 48.5581 | 50.6387 | 52.7548 | 53.1226 | 53.4742 | 53.829 | 50.8 | 47.771 | 44.7323 | 42.8806 | 41.0258 | 39.2 | 37.729 | 36.2613
Nevada - Tonopah | Apr | D | Nevada - Tonopah-Apr | 40.6533 | 39.5267 | 38.3933 | 37.2567 | 39.0333 | 40.77 | 42.55 | 46.8833 | 51.2433 | 55.5767 | 57.8067 | 60.0667 | 62.31 | 62.49 | 62.6067 | 62.8033 | 59.9733 | 57.12 | 54.2167 | 51.4433 | 48.6667 | 45.9067 | 44.3567 | 42.7733
Nevada - Tonopah | May | E | Nevada - Tonopah-May | 47.5032 | 46.0129 | 44.5452 | 43.0903 | 42.5903 | 45.9548 | 51.3097 | 55.6226 | 58.7548 | 61.1129 | 63.3355 | 64.829 | 65.8935 | 66.7161 | 67.1065 | 67.1097 | 66.0129 | 63.629 | 60.5484 | 56.6452 | 54.6484 | 52.8774 | 50.729 | 49.2645
Nevada - Tonopah | Jun | F | Nevada - Tonopah-Jun | 58.75 | 57.4533 | 56.19 | 54.8767 | 58.2167 | 61.5767 | 64.91 | 68.7433 | 72.5833 | 76.4 | 78.21 | 80.0233 | 81.8367 | 82.21 | 82.5767 | 82.9367 | 81.0767 | 79.1433 | 77.19 | 73.21 | 69.2633 | 65.35 | 63.2167 | 61.1167
Nevada - Tonopah | Jul | G | Nevada - Tonopah-Jul | 65.1871 | 63.5516 | 59.9548 | 58.2548 | 61.7323 | 65.2323 | 68.7968 | 73.0774 | 77.3871 | 81.6774 | 83.8129 | 85.9742 | 88.1258 | 88.0548 | 87.9742 | 87.9065 | 85.6484 | 83.3613 | 81.0484 | 77.6419 | 74.2677 | 70.9323 | 68.3194 | 65.729
Nevada - Tonopah | Aug | H | Nevada - Tonopah-Aug | 59.4516 | 58.4097 | 59.0677 | 57.5774 | 56.3484 | 57.8839 | 64.5548 | 70.6129 | 75.071 | 78.8548 | 81.7677 | 83.6355 | 84.5548 | 84.9129 | 85.1871 | 84.5323 | 83.9613 | 81.1226 | 77.0968 | 72.6355 | 69.9935 | 67.9903 | 65.1387 | 62.9935
Nevada - Tonopah | Sep | I | Nevada - Tonopah-Sep | 54.8 | 53.9233 | 53.0467 | 52.1367 | 53.2367 | 54.3467 | 55.5133 | 61.2567 | 66.9967 | 72.7533 | 75.0767 | 77.38 | 79.7033 | 79.4267 | 79.1433 | 78.88 | 75.28 | 71.6867 | 68.0267 | 65.2733 | 62.55 | 59.8633 | 58.2067 | 56.58
Nevada - Tonopah | Oct | J | Nevada - Tonopah-Oct | 43.6226 | 42.7677 | 41.9129 | 41.029 | 41.3806 | 41.7194 | 42.0935 | 48.0903 | 54.0581 | 60.0419 | 62.4258 | 64.7355 | 67.1258 | 67.0355 | 66.9548 | 66.8548 | 62.8516 | 58.8645 | 54.7774 | 52.3677 | 49.971 | 47.6258 | 46.1935 | 44.7387
Nevada - Tonopah | Nov | K | Nevada - Tonopah-Nov | 33.4 | 32.4633 | 32.0233 | 31.7067 | 30.9667 | 29.8567 | 31.1967 | 36.45 | 43.09 | 48.1933 | 50.9067 | 53.6067 | 55.2767 | 55.9767 | 55.6133 | 53.91 | 49.7067 | 44.5067 | 41.91 | 39.0767 | 37.62 | 35.4733 | 34.3 | 33.52
Nevada - Tonopah | Dec | L | Nevada - Tonopah-Dec | 25.4065 | 24.6129 | 23.4871 | 23.3 | 23.0097 | 22.2387 | 21.7 | 24.0935 | 29.629 | 33.4452 | 37.1516 | 39.5806 | 41.9968 | 42.6258 | 42.2161 | 40.7581 | 36.9 | 33.8032 | 31.8935 | 29.8065 | 28.3419 | 27.9097 | 26.5742 | 26.2581
Nevada - Winnemucca | Jan | A | Nevada - Winnemucca-Jan | 24.9258 | 24.4613 | 24.4 | 23.4839 | 23.3871 | 22.8387 | 23.1226 | 24.1355 | 27.2161 | 30.1129 | 32.6677 | 34.3194 | 35.2871 | 35.7839 | 35.9226 | 35.2355 | 31.9258 | 29.4484 | 28.0097 | 27.2065 | 26.1742 | 25.7387 | 25.6129 | 24.9806
Nevada - Winnemucca | Feb | B | Nevada - Winnemucca-Feb | 29.3679 | 28.7393 | 28.1536 | 27.4821 | 27.1143 | 26.6893 | 26.2893 | 30.9071 | 35.5071 | 40.1429 | 42.7143 | 45.2929 | 47.8714 | 47.8786 | 47.8929 | 47.9036 | 44.6357 | 41.3429 | 37.9964 | 36.5643 | 35.2321 | 33.825 | 32.4714 | 31.1571
Nevada - Winnemucca | Mar | C | Nevada - Winnemucca-Mar | 33.3839 | 32.0806 | 30.7839 | 29.471 | 29.7484 | 30.0355 | 30.3194 | 36.4258 | 42.5161 | 48.6258 | 50.6742 | 52.7581 | 54.7935 | 54.8839 | 54.9871 | 55.0613 | 51.3968 | 47.7323 | 44.0032 | 41.9516 | 39.9516 | 37.9355 | 36.5258 | 35.0613
Nevada - Winnemucca | Apr | D | Nevada - Winnemucca-Apr | 38.5633 | 37.5733 | 36.8767 | 35.9833 | 35.4367 | 36.01 | 41.5233 | 46.33 | 50.1733 | 52.8633 | 54.9367 | 56.8767 | 57.9667 | 58.9233 | 58.67 | 58.54 | 57.3467 | 54.57 | 49.3067 | 45.43 | 44.4267 | 43.0367 | 41.3967 | 40.4233
Nevada - Winnemucca | May | E | Nevada - Winnemucca-May | 47.071 | 44.2903 | 43.1677 | 41.3742 | 40.5774 | 44.771 | 49.4129 | 54.2419 | 56.8387 | 59.3097 | 61.7548 | 63.429 | 64.2903 | 65.4968 | 65.6161 | 65.971 | 65.2516 | 63.3226 | 58.7355 | 53.3065 | 51.4548 | 50.0194 | 49.0452 | 47.0806
Nevada - Winnemucca | Jun | F | Nevada - Winnemucca-Jun | 57.2067 | 55.2833 | 53.3367 | 51.3833 | 54.8 | 58.2733 | 61.8033 | 65.37 | 68.9567 | 72.5467 | 74.49 | 76.4667 | 78.4167 | 79.1567 | 79.8933 | 80.64 | 79.0133 | 77.39 | 75.6433 | 71.2267 | 66.8667 | 62.6033 | 60.8467 | 59.07
Nevada - Winnemucca | Jul | G | Nevada - Winnemucca-Jul | 64.9226 | 62.3613 | 57.6484 | 55.0226 | 59.7258 | 64.4871 | 69.3323 | 74.0935 | 78.8516 | 83.629 | 85.8613 | 88.0839 | 90.3129 | 90.8355 | 91.3355 | 91.8581 | 89.2097 | 86.5645 | 83.8065 | 79.0355 | 74.3484 | 69.7258 | 67.5484 | 65.3645
Nevada - Winnemucca | Aug | H | Nevada - Winnemucca-Aug | 58.129 | 55.6935 | 55.329 | 52.8161 | 55.8774 | 58.9355 | 62.0484 | 67.7806 | 73.4935 | 79.2161 | 81.8806 | 84.5194 | 87.1677 | 87.5258 | 87.8065 | 88.1613 | 84.4419 | 80.7484 | 76.971 | 73.2032 | 69.4613 | 65.7355 | 63.7613 | 61.7387
Nevada - Winnemucca | Sep | I | Nevada - Winnemucca-Sep | 48.4433 | 46.2767 | 44.09 | 41.9133 | 44.53 | 47.17 | 49.8067 | 56.2267 | 62.6467 | 69.0733 | 71.56 | 74.02 | 76.51 | 76.5733 | 76.62 | 76.7 | 71.9367 | 67.1733 | 62.4067 | 59.6433 | 56.8633 | 54.05 | 52.2633 | 50.4467
Nevada - Winnemucca | Oct | J | Nevada - Winnemucca-Oct | 38.0806 | 36.7935 | 35.4548 | 34.1452 | 34.2968 | 34.429 | 34.5871 | 42.5613 | 50.5129 | 58.4871 | 61.3484 | 64.1968 | 67.0742 | 67.4419 | 67.8097 | 68.1839 | 63.0129 | 57.8065 | 52.5548 | 49.3355 | 46.1839 | 43.0516 | 41.0581 | 39.0581
Nevada - Winnemucca | Nov | K | Nevada - Winnemucca-Nov | 28.04 | 27.4867 | 26.95 | 26.3933 | 25.58 | 24.8133 | 24.0167 | 28.93 | 33.85 | 38.7667 | 41.44 | 44.1167 | 46.7867 | 46.8233 | 46.8567 | 46.8967 | 42.8967 | 38.88 | 34.8067 | 33.5433 | 32.3033 | 31.0333 | 30.0767 | 29.16
Nevada - Winnemucca | Dec | L | Nevada - Winnemucca-Dec | 23.1871 | 22.6774 | 22.1839 | 21.6871 | 21.371 | 21.0419 | 20.6871 | 24.3129 | 27.9742 | 31.5968 | 34.3161 | 37.0258 | 39.7355 | 39.171 | 38.6419 | 38.071 | 35.0355 | 31.9903 | 28.9613 | 27.8452 | 26.7484 | 25.6387 | 24.6839 | 23.7645
New Hampshire - Concord | Jan | A | New Hampshire - Concord-Jan | 15.8355 | 15.229 | 14.2613 | 13.5161 | 13.1161 | 12.7935 | 12.5903 | 12.571 | 15.0839 | 18.5484 | 21.8839 | 24.5903 | 26.9484 | 28.2226 | 28.671 | 27.8452 | 25.7129 | 23.8613 | 21.9452 | 20.3613 | 18.9968 | 17.9548 | 17.4129 | 16.5
New Hampshire - Concord | Feb | B | New Hampshire - Concord-Feb | 19.6857 | 18.975 | 18.3107 | 17.6143 | 17.1536 | 16.6429 | 16.1071 | 18.3821 | 20.5964 | 22.8571 | 24.9679 | 27.1071 | 29.2143 | 29.4357 | 29.6464 | 29.8857 | 28.45 | 27.0214 | 25.5679 | 24.4536 | 23.3464 | 22.25 | 21.4393 | 20.575
New Hampshire - Concord | Mar | C | New Hampshire - Concord-Mar | 27.8032 | 27.171 | 26.5774 | 25.929 | 26.2129 | 26.4935 | 26.7613 | 29.1677 | 31.5548 | 33.9645 | 35.4097 | 36.8387 | 38.2806 | 38.4645 | 38.6 | 38.7806 | 37.1516 | 35.5194 | 33.9097 | 32.4323 | 31.0097 | 29.5645 | 28.9774 | 28.4484
New Hampshire - Concord | Apr | D | New Hampshire - Concord-Apr | 38.4133 | 37.5067 | 37.0867 | 36.5233 | 36.6067 | 37.49 | 40.4967 | 44 | 46.8333 | 49.1733 | 51.17 | 52.5067 | 53.5467 | 54.5767 | 54.8433 | 55.1667 | 54.27 | 51.8933 | 48.7267 | 46.3467 | 44.2833 | 42.8833 | 41.0833 | 40.4767
New Hampshire - Concord | May | E | New Hampshire - Concord-May | 49.4968 | 48.0452 | 46.9097 | 46.0419 | 45.6645 | 48.5581 | 52.6871 | 56.9806 | 59.929 | 62.6839 | 65.0645 | 66.4935 | 67.5258 | 67.9323 | 68.2065 | 67.4548 | 66.1613 | 64.4419 | 61.6097 | 58.4387 | 56.2452 | 54.6419 | 53.2548 | 51.3903
New Hampshire - Concord | Jun | F | New Hampshire - Concord-Jun | 56.03 | 55.1033 | 54.1933 | 53.27 | 55.4167 | 57.5733 | 59.7533 | 63.1 | 66.41 | 69.7667 | 71.1867 | 72.5467 | 73.9733 | 73.9367 | 73.8667 | 73.85 | 72.0867 | 70.2967 | 68.5433 | 65.8367 | 63.1067 | 60.3933 | 58.9033 | 57.3933
New Hampshire - Concord | Jul | G | New Hampshire - Concord-Jul | 64.429 | 63.8419 | 61.2097 | 60.6839 | 60.3613 | 62.5581 | 65.2871 | 69.1581 | 72.1355 | 74.4968 | 76.4258 | 77.771 | 78.7516 | 79.2161 | 79.5387 | 79.7065 | 78.9581 | 77.171 | 74.0194 | 70.2194 | 67.8806 | 66.2452 | 64.8774 | 63.9161
New Hampshire - Concord | Aug | H | New Hampshire - Concord-Aug | 57.6032 | 56.8581 | 57.8613 | 56.8677 | 56.0935 | 57.4387 | 60.1645 | 63.7065 | 67.1194 | 70.7806 | 73.3968 | 75.3968 | 76.7419 | 77.4774 | 77.9742 | 77.229 | 76.0516 | 73.5548 | 70.0548 | 66.8323 | 64.3484 | 62.5355 | 61.4355 | 60.2806
New Hampshire - Concord | Sep | I | New Hampshire - Concord-Sep | 52.7867 | 52.29 | 51.55 | 51.0867 | 50.7933 | 50.31 | 53.1467 | 57.4067 | 61.2 | 65.4233 | 68.2233 | 69.9467 | 71.0767 | 71.3267 | 71.4633 | 70.5867 | 69.1067 | 65.3567 | 62.06 | 59.5767 | 57.57 | 56.04 | 55.0133 | 54.0067
New Hampshire - Concord | Oct | J | New Hampshire - Concord-Oct | 42.0258 | 41.3581 | 40.6581 | 40.2645 | 39.8097 | 39.1161 | 40.1968 | 44.3323 | 48.5258 | 52.2677 | 55.0613 | 56.9323 | 57.9935 | 58.2129 | 57.5968 | 56.2065 | 53.5516 | 50.5419 | 48.2161 | 46.6 | 45.0548 | 44.1161 | 42.871 | 42.1032
New Hampshire - Concord | Nov | K | New Hampshire - Concord-Nov | 32.1133 | 31.7233 | 31.3533 | 30.94 | 30.7333 | 30.5367 | 30.3433 | 33.1367 | 35.8867 | 38.6867 | 40.6767 | 42.64 | 44.63 | 44.5733 | 44.54 | 44.49 | 42.01 | 39.5567 | 37.1 | 35.8433 | 34.6467 | 33.4433 | 32.6867 | 31.9433
New Hampshire - Concord | Dec | L | New Hampshire - Concord-Dec | 19.5258 | 19.1452 | 18.7452 | 18.4387 | 18.6516 | 18.2806 | 17.3742 | 17.7097 | 21.3677 | 24.5194 | 27.1677 | 29.2548 | 29.4935 | 29.9323 | 29.9516 | 28.9129 | 27.7097 | 26.2323 | 25.5677 | 24.5839 | 23.4161 | 22.8484 | 21.6645 | 21.0774
New Jersey - Atlantic City | Jan | A | New Jersey - Atlantic City-Jan | 26.7645 | 26.4387 | 26.1065 | 25.8 | 25.6968 | 25.6097 | 25.5194 | 27.3161 | 29.1258 | 30.9226 | 31.9968 | 33.0484 | 34.1452 | 34.0065 | 33.8935 | 33.7677 | 32.2129 | 30.6677 | 29.0968 | 28.3774 | 27.6581 | 26.9323 | 26.729 | 26.5742
New Jersey - Atlantic City | Feb | B | New Jersey - Atlantic City-Feb | 28.6464 | 28.4536 | 28.2393 | 28.0107 | 27.8179 | 27.6071 | 27.4321 | 29.6214 | 31.7786 | 33.95 | 35.1214 | 36.3321 | 37.4964 | 37.1714 | 36.8429 | 36.5214 | 35.1571 | 33.7857 | 32.4429 | 32 | 31.5286 | 31.0893 | 30.5464 | 30.0214
New Jersey - Atlantic City | Mar | C | New Jersey - Atlantic City-Mar | 39.229 | 38.7419 | 38.2355 | 37.7742 | 37.829 | 37.8968 | 37.8935 | 41.0226 | 44.0935 | 47.2258 | 48.371 | 49.5065 | 50.6613 | 50.3032 | 49.9452 | 49.6065 | 47.629 | 45.6935 | 43.7323 | 42.7065 | 41.6903 | 40.6516 | 40.1484 | 39.6677
New Jersey - Atlantic City | Apr | D | New Jersey - Atlantic City-Apr | 44.4167 | 43.98 | 43.5133 | 43.06 | 44.1433 | 45.2333 | 46.3233 | 49.2767 | 52.1867 | 55.1333 | 56.9067 | 58.7067 | 60.47 | 60.3633 | 60.2967 | 60.1867 | 57.7967 | 55.38 | 52.9967 | 51.1833 | 49.3933 | 47.6133 | 46.6633 | 45.6767
New Jersey - Atlantic City | May | E | New Jersey - Atlantic City-May | 55.4613 | 55.0065 | 54.5419 | 54.0774 | 55.8871 | 57.7032 | 59.5129 | 61.5839 | 63.6516 | 65.7355 | 66.6323 | 67.5581 | 68.4677 | 68.3323 | 68.2484 | 68.1387 | 66.2355 | 64.3452 | 62.4097 | 60.8581 | 59.2903 | 57.7161 | 56.9935 | 56.2484
New Jersey - Atlantic City | Jun | F | New Jersey - Atlantic City-Jun | 65.14 | 64.5033 | 63.6767 | 62.75 | 62.2233 | 63.3333 | 67.0267 | 70.9867 | 73.47 | 75.7233 | 77.6467 | 78.31 | 78.9367 | 79.28 | 79.6633 | 78.4267 | 77.0167 | 75.9 | 73.7267 | 70.93 | 68.9867 | 68.1367 | 67.0867 | 66.1167
New Jersey - Atlantic City | Jul | G | New Jersey - Atlantic City-Jul | 70.7065 | 70.0419 | 67.0419 | 66.3484 | 68.0548 | 69.8065 | 71.5774 | 74.5032 | 77.4774 | 80.4161 | 81.2613 | 82.1742 | 83.0742 | 82.4484 | 81.8097 | 81.1839 | 79.4129 | 77.5968 | 75.8194 | 74.1161 | 72.4742 | 70.7774 | 69.9032 | 69.0677
New Jersey - Atlantic City | Aug | H | New Jersey - Atlantic City-Aug | 64.9677 | 64.5129 | 66.3871 | 65.9419 | 66.8226 | 67.6484 | 68.5452 | 71.3226 | 74.0839 | 76.829 | 77.8355 | 78.8677 | 79.8613 | 79.2452 | 78.6161 | 78.0129 | 76.1774 | 74.3613 | 72.4548 | 71.1032 | 69.7484 | 68.4097 | 67.8677 | 67.3548
New Jersey - Atlantic City | Sep | I | New Jersey - Atlantic City-Sep | 59.7633 | 59.3567 | 58.9867 | 58.6067 | 59.22 | 59.89 | 60.57 | 64.2133 | 67.8333 | 71.4733 | 72.16 | 72.8567 | 73.54 | 72.95 | 72.44 | 71.8467 | 69.7567 | 67.64 | 65.5833 | 64.2867 | 62.9933 | 61.6967 | 61.1833 | 60.6933
New Jersey - Atlantic City | Oct | J | New Jersey - Atlantic City-Oct | 52.4935 | 52.1516 | 51.6419 | 50.9806 | 50.9548 | 50.3516 | 50.9419 | 55.5355 | 59.0806 | 61.9871 | 63.6742 | 64.9484 | 65.4452 | 65.5548 | 65.171 | 63.6065 | 61.5065 | 58.0161 | 55.3968 | 54.5742 | 53.3968 | 52.7419 | 52.3 | 52.1258
New Jersey - Atlantic City | Nov | K | New Jersey - Atlantic City-Nov | 41.8667 | 41.3633 | 40.8867 | 40.3867 | 40.0033 | 39.6067 | 39.25 | 42 | 44.74 | 47.5133 | 48.7133 | 49.8967 | 51.1067 | 50.5633 | 50.1033 | 49.5667 | 47.7833 | 46.0333 | 44.25 | 43.7433 | 43.2467 | 42.78 | 42.3833 | 42.0033
New Jersey - Atlantic City | Dec | L | New Jersey - Atlantic City-Dec | 35.2581 | 35.1226 | 35 | 34.8387 | 34.6355 | 34.4226 | 34.1935 | 35.829 | 37.4323 | 39.0613 | 40.1677 | 41.2258 | 42.3452 | 42.1226 | 41.9 | 41.6806 | 40.3387 | 39.0097 | 37.6839 | 37.3581 | 37.0484 | 36.7097 | 36.2258 | 35.7065
New Jersey - Newark | Jan | A | New Jersey - Newark-Jan | 27.729 | 27.1 | 26.7774 | 26.2613 | 25.7968 | 25.4387 | 25.4839 | 25.8323 | 26.7839 | 28.5903 | 30.3258 | 31.9452 | 33.171 | 34.0774 | 34.3484 | 33.6 | 32.7935 | 31.8968 | 31.3161 | 30.7806 | 30 | 29.1258 | 28.8806 | 28.5226
New Jersey - Newark | Feb | B | New Jersey - Newark-Feb | 30.5571 | 29.9071 | 29.775 | 29.4786 | 29.1429 | 28.8643 | 28.55 | 29.3607 | 31.3321 | 33.1214 | 34.25 | 35.6821 | 37.1321 | 37.7714 | 38.1321 | 38.1786 | 37.5607 | 36.6536 | 35.5107 | 34.6 | 33.8179 | 33.1071 | 32.5321 | 31.8286
New Jersey - Newark | Mar | C | New Jersey - Newark-Mar | 38.2806 | 37.5 | 37.1226 | 36.6645 | 36.2355 | 35.829 | 35.9935 | 37.7419 | 39.571 | 41.2194 | 43.0677 | 44.8097 | 46.1484 | 47.1226 | 47.6452 | 47.3032 | 46.2097 | 44.7774 | 43.0516 | 42.0742 | 41.0935 | 40.4323 | 39.7258 | 38.7871
New Jersey - Newark | Apr | D | New Jersey - Newark-Apr | 45.4833 | 45.0233 | 43.7933 | 43.5367 | 43.0467 | 43.3733 | 45.85 | 47.45 | 49.1633 | 50.49 | 51.9267 | 53.4667 | 54.92 | 55.8333 | 55.8567 | 55.7667 | 55.3667 | 54.36 | 52.7667 | 51.31 | 50.5167 | 49.5167 | 48.3733 | 46.9333
New Jersey - Newark | May | E | New Jersey - Newark-May | 58.5032 | 57.9742 | 57.4419 | 56.7161 | 56.3194 | 57.5839 | 59.1935 | 61.3613 | 63.6419 | 64.9032 | 66.0226 | 66.7581 | 68.1484 | 68.8387 | 68.8419 | 68.6935 | 67.8968 | 66.5194 | 64.8903 | 63.1968 | 62.2677 | 61.3903 | 60.3258 | 59.3097
New Jersey - Newark | Jun | F | New Jersey - Newark-Jun | 65.9533 | 65.2367 | 64.3533 | 63.8833 | 63.6967 | 65.17 | 67.08 | 69.4833 | 71.4867 | 73.3733 | 74.8967 | 76.0867 | 76.8067 | 77.46 | 77.1967 | 77.0433 | 75.82 | 74.62 | 72.86 | 71.4167 | 70.2867 | 69.16 | 67.98 | 67.0933
New Jersey - Newark | Jul | G | New Jersey - Newark-Jul | 73.7065 | 72.9806 | 69.8742 | 69.2581 | 69.0258 | 69.5419 | 71.3484 | 73.3484 | 75.5968 | 77.4097 | 79.3484 | 80.5452 | 81.2968 | 81.9516 | 81.8903 | 81.4452 | 80.4452 | 79.2323 | 77.7903 | 76.2452 | 75.029 | 73.7065 | 72.8194 | 71.8387
New Jersey - Newark | Aug | H | New Jersey - Newark-Aug | 69.3742 | 68.8742 | 70.2387 | 69.7323 | 69.2226 | 69.6226 | 71.7774 | 74.4097 | 76.5516 | 78.5129 | 80.1355 | 81.4968 | 82.2613 | 82.2548 | 81.8581 | 80.9677 | 80.1613 | 78.9355 | 77.6161 | 76.4097 | 75.1742 | 74.4742 | 73.471 | 72.471
New Jersey - Newark | Sep | I | New Jersey - Newark-Sep | 63.39 | 62.2133 | 61.8033 | 61.23 | 60.77 | 60.18 | 61.77 | 64.3533 | 67.0567 | 69.48 | 71.4567 | 72.97 | 74.2533 | 75.23 | 75.4567 | 74.94 | 73.7033 | 71.85 | 69.99 | 68.6867 | 67.2867 | 65.98 | 64.99 | 64.0067
New Jersey - Newark | Oct | J | New Jersey - Newark-Oct | 54.4903 | 53.8935 | 53.371 | 52.5419 | 51.9806 | 51.8258 | 52.1484 | 54.2161 | 56.7452 | 59.2645 | 61.4903 | 62.771 | 64.3032 | 65.1226 | 65.2516 | 64.6484 | 63.1742 | 61.4871 | 60.329 | 58.9581 | 57.7452 | 56.5355 | 55.6742 | 54.7032
New Jersey - Newark | Nov | K | New Jersey - Newark-Nov | 42.8867 | 42.52 | 42.1867 | 41.82 | 41.5267 | 41.2367 | 40.9433 | 42.9367 | 44.9267 | 46.9267 | 48 | 49.07 | 50.13 | 49.7667 | 49.42 | 49.0533 | 48.2633 | 47.52 | 46.7633 | 46.0833 | 45.4767 | 44.8133 | 44.0267 | 43.2767
New Jersey - Newark | Dec | L | New Jersey - Newark-Dec | 33.9 | 33.5806 | 33.5484 | 33.3258 | 33.2871 | 33.0677 | 32.771 | 33.2258 | 34.7484 | 35.9032 | 37.1097 | 38.1677 | 39.1129 | 39.4 | 39.1677 | 38.7032 | 37.1806 | 36.3452 | 35.9355 | 35.4968 | 35.0323 | 34.471 | 33.9258 | 33.7258
New Mexico - Albuquerque | Jan | A | New Mexico - Albuquerque-Jan | 30.5355 | 29.5742 | 28.7774 | 28.1226 | 27.2548 | 27.2871 | 26.5871 | 27.5065 | 31.9194 | 36.2613 | 39.9 | 42.5032 | 44.6129 | 46.5968 | 47.3226 | 47.0065 | 44.9742 | 40.8129 | 38.0452 | 36.4032 | 35.2161 | 33.2516 | 32.1258 | 31.271
New Mexico - Albuquerque | Feb | B | New Mexico - Albuquerque-Feb | 32.8071 | 32.1714 | 31.7821 | 31.1929 | 30.8393 | 30.0071 | 29.4643 | 32.075 | 35.6179 | 39.4214 | 43.5821 | 46.8071 | 50.1607 | 51.975 | 53.1357 | 53.1 | 51.5607 | 46.5107 | 42.9321 | 40.7929 | 39.0036 | 37.2607 | 36.5929 | 34.6464
New Mexico - Albuquerque | Mar | C | New Mexico - Albuquerque-Mar | 38.0258 | 36.6935 | 35.5161 | 34.8323 | 34.1097 | 33.8452 | 34.8903 | 39.2677 | 43.4194 | 46.3258 | 49.5645 | 51.9097 | 54.2968 | 55.5355 | 56.3935 | 56.5645 | 56.029 | 52.9935 | 49.3968 | 46.3032 | 44.5613 | 42.7 | 40.7516 | 39.6903
New Mexico - Albuquerque | Apr | D | New Mexico - Albuquerque-Apr | 48.1267 | 46.7767 | 45.59 | 44.3833 | 43.17 | 45.2233 | 47.2967 | 49.3533 | 53.38 | 57.3833 | 61.3933 | 63.1233 | 64.9033 | 66.64 | 66.18 | 65.7367 | 65.29 | 62.5 | 59.71 | 56.9067 | 54.92 | 53.02 | 51.0833 | 49.7
New Mexico - Albuquerque | May | E | New Mexico - Albuquerque-May | 57.4613 | 56.0871 | 54.5645 | 53.7226 | 52.3194 | 52.4419 | 57.0032 | 61.6871 | 65.6677 | 68.9065 | 71.9 | 74.5129 | 77.0645 | 78.6839 | 78.7032 | 78.2452 | 77.3839 | 75.9645 | 71.9355 | 68.2742 | 65.771 | 63.1161 | 61.1194 | 59.3968
New Mexico - Albuquerque | Jun | F | New Mexico - Albuquerque-Jun | 64.1967 | 62.8833 | 61.5233 | 60.17 | 58.8133 | 62.4733 | 66.21 | 69.9367 | 73.17 | 76.3533 | 79.6 | 81.5433 | 83.46 | 85.4033 | 85.2567 | 85.1367 | 85.0033 | 81.53 | 78.0567 | 74.5833 | 72.0933 | 69.6767 | 67.21 | 65.9267
New Mexico - Albuquerque | Jul | G | New Mexico - Albuquerque-Jul | 73.1226 | 72.3258 | 69.1677 | 67.9839 | 66.8484 | 67.5774 | 70.5613 | 74.4774 | 77.6194 | 80.6452 | 83.3613 | 86.2419 | 88.3 | 90.2161 | 89.6194 | 88.471 | 87.1323 | 84.3065 | 81.5871 | 78.3484 | 76.5548 | 74.6516 | 73.471 | 71.871
New Mexico - Albuquerque | Aug | H | New Mexico - Albuquerque-Aug | 65.4742 | 64.3516 | 65.7161 | 64.5935 | 63.5161 | 65.3839 | 67.2742 | 69.1613 | 72.6645 | 76.229 | 79.7387 | 81.7 | 83.6387 | 85.6161 | 85.2548 | 84.8677 | 84.5161 | 81.2 | 77.8968 | 74.5935 | 72.9742 | 71.3613 | 69.7581 | 68.6516
New Mexico - Albuquerque | Sep | I | New Mexico - Albuquerque-Sep | 62.6567 | 61.4567 | 60.38 | 59.7767 | 58.8 | 57.85 | 61.2767 | 65.1367 | 68.2167 | 71.41 | 74.3967 | 76.8767 | 78.8867 | 80.5433 | 80.76 | 80.31 | 78.8033 | 74.95 | 71.0267 | 68.56 | 66.8433 | 65.6967 | 64.74 | 63.4133
New Mexico - Albuquerque | Oct | J | New Mexico - Albuquerque-Oct | 50.8129 | 49.1161 | 48.5129 | 47.529 | 46.6 | 45.9 | 46.4226 | 49.9258 | 54.0871 | 58.0968 | 61.271 | 64.1935 | 65.9871 | 67.1677 | 67.8194 | 67.2065 | 65.9387 | 61.7129 | 58.7935 | 55.6032 | 54.8677 | 53.4645 | 52.3774 | 50.8194
New Mexico - Albuquerque | Nov | K | New Mexico - Albuquerque-Nov | 38.52 | 37.57 | 37.1767 | 36.4733 | 35.4467 | 34.4133 | 33.8233 | 35.3833 | 39.41 | 43.4667 | 46.9867 | 49.85 | 52.09 | 53.8567 | 54.5733 | 54.27 | 52.77 | 49.27 | 47.06 | 45 | 42.8033 | 41.8633 | 40.48 | 38.8467
New Mexico - Albuquerque | Dec | L | New Mexico - Albuquerque-Dec | 29.7613 | 29.3968 | 28.2387 | 27.6935 | 26.9516 | 25.4 | 25.4806 | 27.0516 | 31.8613 | 35.6387 | 39.3548 | 42.1968 | 44.5581 | 46.7355 | 47.9613 | 47.2516 | 43.0065 | 38.3258 | 35.6097 | 34.771 | 33.4903 | 31.5355 | 30.6903 | 30.0935
New Mexico - Tucumcari | Jan | A | New Mexico - Tucumcari-Jan | 33.2581 | 32.4032 | 31.8226 | 31.2484 | 30.6806 | 31.0645 | 31.4065 | 31.7935 | 36.5613 | 41.3677 | 46.1194 | 48.5226 | 50.9194 | 53.3194 | 51.8419 | 50.3548 | 48.8839 | 45.429 | 42.0419 | 38.6548 | 37.4161 | 36.2 | 34.9839 | 34.2
New Mexico - Tucumcari | Feb | B | New Mexico - Tucumcari-Feb | 33.1357 | 32.3607 | 32.7179 | 32.1321 | 30.8071 | 30.8393 | 30.6857 | 33.175 | 39.2964 | 43.3857 | 46.8071 | 49.9357 | 52.175 | 53.2286 | 53.6464 | 53.2571 | 51.2607 | 45.55 | 41.8607 | 39.2964 | 37.5929 | 35.7357 | 34.0964 | 33.3071
New Mexico - Tucumcari | Mar | C | New Mexico - Tucumcari-Mar | 38.9548 | 37.9548 | 36.9613 | 35.9742 | 34.9516 | 36.8677 | 38.8581 | 40.8323 | 45.2452 | 49.6645 | 54.0839 | 56.1677 | 58.2452 | 60.3323 | 59.2516 | 58.2032 | 57.1258 | 53.3645 | 49.5742 | 45.829 | 44.3161 | 42.8 | 41.2935 | 40.3355
New Mexico - Tucumcari | Apr | D | New Mexico - Tucumcari-Apr | 46.1233 | 45.1233 | 43.9933 | 42.88 | 41.69 | 44.78 | 47.9233 | 51.09 | 54.4833 | 57.8967 | 61.2867 | 63.3633 | 65.4467 | 67.5267 | 66.9767 | 66.4233 | 65.8667 | 61.83 | 57.6633 | 53.61 | 51.8867 | 50.2 | 48.5033 | 47.5467
New Mexico - Tucumcari | May | E | New Mexico - Tucumcari-May | 57.8032 | 56.6645 | 55.5484 | 54.3742 | 53.2323 | 56.6903 | 60.1774 | 63.6903 | 66.9935 | 70.3194 | 73.6161 | 75.0129 | 76.4194 | 77.8097 | 77.3226 | 76.8032 | 76.3097 | 72.7839 | 69.1935 | 65.6387 | 63.8968 | 62.1452 | 60.4419 | 59.3194
New Mexico - Tucumcari | Jun | F | New Mexico - Tucumcari-Jun | 66.97 | 65.6333 | 64.88 | 64.0833 | 63.3 | 66.9967 | 70.7333 | 74.4733 | 77.59 | 80.6933 | 83.8067 | 85.9033 | 87.9733 | 90.0467 | 89.3633 | 88.6667 | 87.9733 | 84.2633 | 80.5333 | 76.8167 | 74.47 | 72.1267 | 69.8167 | 68.5033
New Mexico - Tucumcari | Jul | G | New Mexico - Tucumcari-Jul | 74.8871 | 73.929 | 70.8968 | 70.0548 | 69.1968 | 71.9839 | 74.7516 | 77.5323 | 80.5935 | 83.6419 | 86.6968 | 88.4 | 90.1032 | 91.7968 | 91.1323 | 90.4903 | 89.8194 | 86.4774 | 83.0613 | 79.6581 | 77.9484 | 76.2968 | 74.6161 | 73.6226
New Mexico - Tucumcari | Aug | H | New Mexico - Tucumcari-Aug | 65.0742 | 64.1516 | 65.5968 | 64.8129 | 64.0484 | 66.9419 | 69.7968 | 72.7097 | 76.2935 | 79.8484 | 83.4097 | 84.9065 | 86.4 | 87.8806 | 86.9032 | 85.9677 | 84.9871 | 81.0871 | 77.1871 | 73.3871 | 71.9581 | 70.4742 | 68.9935 | 68.0645
New Mexico - Tucumcari | Sep | I | New Mexico - Tucumcari-Sep | 62.24 | 61.6 | 60.84 | 59.87 | 59.1633 | 58.72 | 61.68 | 65.94 | 69.1333 | 72.4933 | 74.9867 | 76.8867 | 78.42 | 79.67 | 79.77 | 79.52 | 77.1667 | 72.6533 | 69.3067 | 66.9567 | 65.5067 | 64.49 | 63.67 | 62.8067
New Mexico - Tucumcari | Oct | J | New Mexico - Tucumcari-Oct | 50.0677 | 49.0677 | 48.2548 | 47.4677 | 46.6774 | 49.0613 | 51.4677 | 53.8452 | 57.4871 | 61.1548 | 64.8065 | 65.9032 | 66.9581 | 68.0613 | 66.9097 | 65.7742 | 64.629 | 61.4806 | 58.3774 | 55.2516 | 54.1161 | 52.9742 | 51.8355 | 50.8387
New Mexico - Tucumcari | Nov | K | New Mexico - Tucumcari-Nov | 41.19 | 40.6033 | 39.98 | 39.35 | 38.68 | 39.9267 | 41.17 | 42.4267 | 46.51 | 50.5533 | 54.63 | 56.3467 | 58.0767 | 59.8 | 57.3733 | 54.9767 | 52.5533 | 49.9767 | 47.3933 | 44.82 | 43.79 | 42.7767 | 41.7633 | 41.1933
New Mexico - Tucumcari | Dec | L | New Mexico - Tucumcari-Dec | 31.9645 | 30.9548 | 30.5226 | 30.1258 | 29.7226 | 30.4323 | 31.1645 | 31.8516 | 36.3903 | 40.9032 | 45.4323 | 47.5161 | 49.6161 | 51.7129 | 48.8161 | 45.9258 | 43.0323 | 40.8581 | 38.7226 | 36.5548 | 35.4935 | 34.4323 | 33.371 | 32.3355
New York - Albany | Jan | A | New York - Albany-Jan | 20.4677 | 20.3032 | 19.6355 | 19.4581 | 19.3032 | 19.1581 | 18.8613 | 19.0806 | 20.9032 | 23.1032 | 24.0839 | 25.1097 | 26.3355 | 27.0581 | 27.4452 | 27.2581 | 25.9871 | 24.9613 | 24.0581 | 23.3839 | 22.6581 | 21.9774 | 21.8968 | 21.4
New York - Albany | Feb | B | New York - Albany-Feb | 22.9536 | 22.6357 | 21.9929 | 22.0107 | 21.6714 | 21.4857 | 20.8357 | 21.4357 | 23.6214 | 25.6179 | 26.9393 | 28.1464 | 28.775 | 29.4393 | 30.2821 | 30.0393 | 29.4464 | 27.8143 | 26.8929 | 25.4857 | 24.7393 | 24.375 | 23.8 | 23.0179
New York - Albany | Mar | C | New York - Albany-Mar | 30.6129 | 30.0935 | 29.6065 | 29.1355 | 29.271 | 29.3935 | 29.5355 | 31.6516 | 33.7935 | 35.9161 | 37.3581 | 38.7581 | 40.2258 | 40.7323 | 41.2387 | 41.771 | 40.0194 | 38.2871 | 36.5452 | 35.3258 | 34.1548 | 32.9516 | 32.2484 | 31.5903
New York - Albany | Apr | D | New York - Albany-Apr | 38.6633 | 37.9933 | 37.3233 | 36.62 | 37.34 | 38.07 | 38.8133 | 40.86 | 42.9367 | 44.9967 | 46.6233 | 48.25 | 49.86 | 50.39 | 50.8967 | 51.4333 | 49.4767 | 47.56 | 45.5167 | 44.07 | 42.63 | 41.2633 | 40.4233 | 39.6433
New York - Albany | May | E | New York - Albany-May | 53.4839 | 52.3355 | 51.5452 | 50.6645 | 49.9806 | 51.6161 | 55.2871 | 58.1097 | 60.8935 | 63.1032 | 64.971 | 66.8742 | 68.5548 | 69.7548 | 70.4581 | 70.4258 | 69.2161 | 67.7323 | 65.2452 | 62.4226 | 60.5258 | 58.9 | 56.7581 | 55.3194
New York - Albany | Jun | F | New York - Albany-Jun | 59.5867 | 58.73 | 58.1233 | 57.6567 | 57.64 | 60.4667 | 63.2533 | 65.5833 | 67.7067 | 70.4233 | 72.2467 | 73.7867 | 74.6267 | 75.1333 | 75.3733 | 75.5067 | 73.5533 | 71.93 | 69.3433 | 66.0567 | 63.8067 | 62.7933 | 61.31 | 60.8967
New York - Albany | Jul | G | New York - Albany-Jul | 67.4387 | 66.3194 | 63.5161 | 62.6516 | 62.3452 | 64.2194 | 67.1 | 69.8 | 72.4806 | 74.7548 | 76.9806 | 78.7935 | 79.2355 | 80.0387 | 79.9839 | 79.6613 | 78.5484 | 77.371 | 75.1774 | 72.5258 | 70.2161 | 68.4903 | 67.2 | 66.2258
New York - Albany | Aug | H | New York - Albany-Aug | 59.9161 | 59.0419 | 60.1097 | 59.1903 | 60.829 | 62.4548 | 64.1677 | 67.2419 | 70.3129 | 73.3935 | 75.3581 | 77.3129 | 79.2742 | 79.0742 | 78.8774 | 78.6742 | 76.3774 | 74.1097 | 71.7387 | 69.6226 | 67.5129 | 65.4452 | 64.2065 | 63.0194
New York - Albany | Sep | I | New York - Albany-Sep | 55.8867 | 55.05 | 54.5533 | 54.06 | 53.38 | 53.3167 | 55.6233 | 58.6433 | 61.73 | 64.5667 | 66.54 | 68.29 | 69.74 | 70.4167 | 70.3833 | 70.0267 | 68.28 | 65.0833 | 62.2733 | 60.46 | 59.1333 | 58.4367 | 57.1967 | 56.6133
New York - Albany | Oct | J | New York - Albany-Oct | 43.8677 | 43.0323 | 42.4903 | 41.8129 | 40.9839 | 40.5484 | 41.6548 | 46.0129 | 49.3742 | 52.4097 | 54.9194 | 57.3161 | 58.8613 | 59.1452 | 59.5419 | 58.3 | 55.4065 | 51.7548 | 50.2097 | 48.3645 | 47.0935 | 46.3065 | 45.7 | 44.8323
New York - Albany | Nov | K | New York - Albany-Nov | 36.0967 | 35.7033 | 35.42 | 35.15 | 35.2133 | 35.1133 | 34.9667 | 35.77 | 37.1167 | 39.0333 | 40.7733 | 42.43 | 43.7667 | 44.4433 | 44.1067 | 43.0367 | 40.2533 | 38.7967 | 37.7033 | 36.3867 | 35.7433 | 35.6967 | 35.9467 | 35.7033
New York - Albany | Dec | L | New York - Albany-Dec | 23.9548 | 23.7516 | 23.8355 | 23.4 | 22.8581 | 22.9226 | 23.0968 | 23.3806 | 24.2645 | 25.5774 | 26.8323 | 27.8806 | 28.9097 | 29.4419 | 29.4581 | 28.9355 | 28.0355 | 27.3968 | 26.4774 | 26.0548 | 25.6613 | 25.1032 | 24.5419 | 24.3161
New York - Binghamton | Jan | A | New York - Binghamton-Jan | 21.9516 | 21.5 | 21.3968 | 21.1742 | 21.1419 | 21.1839 | 21.0677 | 21.0935 | 21.971 | 23.3065 | 24.871 | 25.9323 | 26.3161 | 27.0419 | 26.9742 | 26.3 | 25.2258 | 24.0871 | 23.4839 | 22.9645 | 22.2774 | 21.9645 | 21.6032 | 21.4452
New York - Binghamton | Feb | B | New York - Binghamton-Feb | 20.05 | 19.7464 | 19.4464 | 19.1429 | 18.8321 | 18.4929 | 18.1571 | 19.1964 | 20.2143 | 21.25 | 22.7214 | 24.1464 | 25.6143 | 25.9214 | 26.2286 | 26.5464 | 25.6 | 24.6786 | 23.7393 | 23.1893 | 22.6643 | 22.1071 | 21.6607 | 21.2214
New York - Binghamton | Mar | C | New York - Binghamton-Mar | 30.7935 | 30.4774 | 30.2129 | 29.8903 | 29.6839 | 29.5097 | 29.3194 | 30.6323 | 31.9516 | 33.2613 | 34.6581 | 36.0645 | 37.4548 | 37.7258 | 37.9581 | 38.2323 | 37.1323 | 36.0548 | 35.0032 | 33.9419 | 32.9774 | 31.9258 | 31.5226 | 31.1258
New York - Binghamton | Apr | D | New York - Binghamton-Apr | 39.5733 | 38.9833 | 38.43 | 37.8033 | 37.9567 | 38.1167 | 38.2767 | 40.43 | 42.5833 | 44.7333 | 46.42 | 48.1167 | 49.79 | 49.9433 | 50.03 | 50.18 | 48.44 | 46.74 | 44.9133 | 43.74 | 42.6333 | 41.4967 | 40.93 | 40.4767
New York - Binghamton | May | E | New York - Binghamton-May | 49.1129 | 48.3839 | 47.329 | 46.6484 | 45.9516 | 46.6935 | 48.5516 | 51.371 | 54.1 | 56.5806 | 58.171 | 58.8194 | 59.7935 | 61.0968 | 61.6065 | 61.4452 | 60.0032 | 58.7677 | 56.7548 | 54.8677 | 53.4355 | 52.2839 | 51.1032 | 50.1903
New York - Binghamton | Jun | F | New York - Binghamton-Jun | 58.7933 | 58.0433 | 57.3167 | 56.5433 | 56.81 | 57.01 | 57.27 | 59.71 | 62.1533 | 64.6 | 66.0667 | 67.56 | 69.0333 | 69.1767 | 69.32 | 69.4633 | 68.4567 | 67.4433 | 66.4067 | 64.6867 | 62.9633 | 61.1 | 60.3 | 59.5
New York - Binghamton | Jul | G | New York - Binghamton-Jul | 65.0742 | 64.8323 | 61.9645 | 61.4871 | 61.1323 | 61.8129 | 63.4226 | 65.7355 | 67.7581 | 69.7129 | 71.3419 | 72.5452 | 73.6129 | 74.3935 | 74.2129 | 74.2161 | 73.0742 | 72.2677 | 70.6677 | 68.529 | 67.0387 | 65.9032 | 65.0032 | 64.1161
New York - Binghamton | Aug | H | New York - Binghamton-Aug | 58.4839 | 57.8871 | 59.2548 | 58.6581 | 59.1032 | 59.5323 | 59.9774 | 62.5581 | 65.1 | 67.6742 | 69.2774 | 70.8839 | 72.5 | 72.3935 | 72.2806 | 72.1935 | 70.5935 | 68.9355 | 67.2871 | 65.8677 | 64.4871 | 63.1129 | 62.1774 | 61.2129
New York - Binghamton | Sep | I | New York - Binghamton-Sep | 57.5 | 56.94 | 56.41 | 55.83 | 55.7067 | 55.6067 | 55.4833 | 57.5833 | 59.71 | 61.8 | 63.1967 | 64.5533 | 65.9533 | 66.3533 | 66.7333 | 67.1333 | 65.4733 | 63.7567 | 62.0867 | 61.1033 | 60.11 | 59.14 | 58.5133 | 57.91
New York - Binghamton | Oct | J | New York - Binghamton-Oct | 44.6258 | 44.1452 | 43.6871 | 43.1871 | 42.8194 | 42.471 | 42.0742 | 44.3677 | 46.6613 | 48.9677 | 50.6419 | 52.3129 | 53.9935 | 54.0968 | 54.1935 | 54.3 | 52.6161 | 50.9355 | 49.2194 | 48.3258 | 47.4129 | 46.5258 | 45.8129 | 45.0839
New York - Binghamton | Nov | K | New York - Binghamton-Nov | 34.8067 | 34.41 | 34.1033 | 33.93 | 33.4233 | 33.23 | 32.8167 | 33.5433 | 34.2267 | 35.5567 | 36.9367 | 37.78 | 38.2967 | 38.7033 | 39.18 | 38.7367 | 37.3333 | 36.74 | 36.4933 | 36.0033 | 35.5333 | 35.4133 | 34.8667 | 34.3967
New York - Binghamton | Dec | L | New York - Binghamton-Dec | 25.2903 | 25.2871 | 25.1226 | 24.9419 | 24.8871 | 24.9226 | 24.771 | 24.9258 | 25.6419 | 26.9774 | 28.3452 | 28.9677 | 29.371 | 29.4258 | 29.3129 | 28.6581 | 27.8097 | 27.3323 | 27.1387 | 26.8129 | 26.4355 | 26.1742 | 25.7774 | 25.7
New York - Buffalo | Jan | A | New York - Buffalo-Jan | 25.1194 | 25.1258 | 24.8226 | 24.5032 | 23.9258 | 23.5097 | 23.5452 | 23.5871 | 24.1258 | 25.4226 | 27.0194 | 28.1161 | 28.5452 | 28.7677 | 28.9355 | 28.6226 | 27.9613 | 26.9355 | 26.1806 | 25.4452 | 25.3032 | 24.8355 | 24.9452 | 24.8935
New York - Buffalo | Feb | B | New York - Buffalo-Feb | 20.5571 | 20.3107 | 20.5393 | 20.0179 | 20.2464 | 20.3786 | 20.0571 | 19.6786 | 20.6393 | 21.9821 | 23.2536 | 24.3321 | 25.0964 | 25.6821 | 25.7607 | 25.5036 | 24.7929 | 23.6286 | 22.65 | 21.9393 | 21.7571 | 21.2893 | 21.0357 | 20.8357
New York - Buffalo | Mar | C | New York - Buffalo-Mar | 32.7 | 32.4774 | 32.2742 | 32.0774 | 32.0871 | 32.1419 | 32.1452 | 33.6323 | 35.1323 | 36.6613 | 37.7194 | 38.7613 | 39.8258 | 39.9355 | 40.0613 | 40.1581 | 39.1161 | 38.0355 | 36.9355 | 36.1129 | 35.3613 | 34.6387 | 34.2419 | 33.9065
New York - Buffalo | Apr | D | New York - Buffalo-Apr | 42.34 | 41.8133 | 41.3133 | 40.8067 | 40.9633 | 41.1067 | 41.28 | 43.2433 | 45.1867 | 47.1533 | 48.2233 | 49.3167 | 50.38 | 50.6467 | 50.8667 | 51.1467 | 50.0333 | 48.9267 | 47.7433 | 46.6767 | 45.6167 | 44.5933 | 43.8467 | 43.13
New York - Buffalo | May | E | New York - Buffalo-May | 52.6258 | 51.9839 | 51.0613 | 51.0677 | 50.4484 | 50.8065 | 52.8613 | 55.5161 | 58.2968 | 60.4516 | 62.0871 | 63.429 | 64.6323 | 65.5097 | 65.1032 | 64.5161 | 63.4903 | 61.6097 | 59.7742 | 57.5 | 56.1839 | 55.2 | 54.3097 | 53.5677
New York - Buffalo | Jun | F | New York - Buffalo-Jun | 60.6267 | 59.99 | 59.1167 | 58.4833 | 58.2067 | 59.38 | 61.71 | 64.5433 | 66.9367 | 69.0733 | 70.6667 | 72.0567 | 72.9667 | 73.01 | 73.4633 | 73.2633 | 71.7667 | 70.6133 | 69.1367 | 66.8967 | 65.0767 | 63.6633 | 62.3567 | 61.6267
New York - Buffalo | Jul | G | New York - Buffalo-Jul | 68.8516 | 67.7226 | 64.9258 | 63.7645 | 63.2516 | 64.0613 | 66.5935 | 70.2097 | 73.0161 | 74.8387 | 75.9903 | 77.2161 | 78.1226 | 78.8516 | 79.1548 | 79.0484 | 78.9968 | 77.671 | 76.229 | 73.171 | 71.3065 | 70.0032 | 68.771 | 67.371
New York - Buffalo | Aug | H | New York - Buffalo-Aug | 62.4516 | 61.5968 | 62.7903 | 61.8935 | 62.3871 | 62.8484 | 63.3516 | 66.0548 | 68.7484 | 71.4452 | 72.7935 | 74.1581 | 75.5065 | 75.4742 | 75.4419 | 75.429 | 73.8806 | 72.3226 | 70.7323 | 69.4968 | 68.1968 | 67.0194 | 66.129 | 65.3258
New York - Buffalo | Sep | I | New York - Buffalo-Sep | 58.0567 | 57.47 | 57.1533 | 57.0333 | 57.0533 | 56.45 | 57.1333 | 58.9267 | 61.35 | 63.5267 | 65.37 | 66.3733 | 67.08 | 67.7367 | 67.9967 | 67.8167 | 66.9833 | 65.6333 | 63.3667 | 61.49 | 60.46 | 59.4733 | 58.6067 | 57.91
New York - Buffalo | Oct | J | New York - Buffalo-Oct | 48.8935 | 48.5806 | 48.2968 | 47.9677 | 47.829 | 47.6484 | 47.4774 | 49.3484 | 51.2355 | 53.0968 | 54.4161 | 55.6742 | 56.9871 | 56.9613 | 56.9484 | 56.9194 | 55.3581 | 53.8097 | 52.2806 | 51.6742 | 51.0548 | 50.4516 | 50.0484 | 49.6581
New York - Buffalo | Nov | K | New York - Buffalo-Nov | 39.2433 | 38.76 | 38.39 | 38.69 | 38.53 | 38.49 | 38.75 | 38.76 | 39.6267 | 40.6567 | 41.5933 | 42.2667 | 42.7167 | 42.9867 | 43.0933 | 42.8567 | 41.6833 | 40.73 | 40.26 | 40.2067 | 40.0033 | 39.0733 | 38.5833 | 38.5067
New York - Buffalo | Dec | L | New York - Buffalo-Dec | 28.4387 | 28.0839 | 28.129 | 27.5516 | 27.429 | 27.7161 | 27.4323 | 27.7742 | 28.2452 | 29.3194 | 30.2871 | 31.129 | 31.3516 | 31.7935 | 31.7484 | 31.1516 | 30.5871 | 30.0548 | 29.5935 | 29.0065 | 28.8742 | 29.1452 | 28.8613 | 28.671
New York - Massena | Jan | A | New York - Massena-Jan | 14.0516 | 13.5806 | 13.3806 | 13.2968 | 13.2 | 12.5129 | 12.1258 | 12.0968 | 12.9129 | 14.3258 | 15.4452 | 16.5645 | 17.7323 | 18.2484 | 18.6129 | 18.3226 | 17.4903 | 16.5 | 15.9419 | 15.4355 | 15.1 | 14.8452 | 14.5871 | 13.8613
New York - Massena | Feb | B | New York - Massena-Feb | 13.8357 | 13.1929 | 12.5393 | 11.8964 | 11.5643 | 11.2107 | 10.8714 | 12.5786 | 14.2643 | 15.9643 | 18.0964 | 20.2429 | 22.3607 | 22.8321 | 23.2857 | 23.7607 | 22.1464 | 20.5857 | 18.9393 | 17.8929 | 16.8643 | 15.85 | 15.4321 | 15.0321
New York - Massena | Mar | C | New York - Massena-Mar | 25.3419 | 25.0581 | 24.4065 | 23.4323 | 22.4419 | 21.6161 | 21.7871 | 22.8161 | 24.7097 | 26.671 | 28.271 | 29.671 | 31.3419 | 32.0323 | 32.5613 | 32.3452 | 32.1871 | 30.6839 | 29.5032 | 28.629 | 27.4355 | 26.629 | 26.4097 | 25.9097
New York - Massena | Apr | D | New York - Massena-Apr | 37.85 | 37.1867 | 36.5167 | 35.8667 | 36.3967 | 36.95 | 37.4967 | 39.9367 | 42.3433 | 44.7867 | 46.14 | 47.4933 | 48.86 | 49.1333 | 49.37 | 49.6467 | 48.0133 | 46.3767 | 44.6767 | 43.32 | 41.9933 | 40.7267 | 39.89 | 39.09
New York - Massena | May | E | New York - Massena-May | 49.2355 | 48.5903 | 48.1419 | 47.8871 | 47.3484 | 48.7645 | 51.7484 | 54.5258 | 56.6548 | 58.2548 | 60.1323 | 62.2387 | 63.2452 | 64.3613 | 64.1613 | 63.871 | 63.2 | 62.1 | 59.6226 | 56.229 | 54.6484 | 52.9774 | 51.4065 | 50.6065
New York - Massena | Jun | F | New York - Massena-Jun | 58.0133 | 57.64 | 56.8167 | 56.5967 | 57.0167 | 59.0267 | 61.69 | 64.2433 | 66.68 | 68.6433 | 70.01 | 71.3467 | 72.7667 | 73.3633 | 74.0433 | 73.2167 | 71.8 | 70.7467 | 68.1633 | 65.1933 | 62.98 | 60.8967 | 59.7633 | 58.92
New York - Massena | Jul | G | New York - Massena-Jul | 62.0935 | 61.3323 | 58.5968 | 57.8258 | 60.0935 | 62.3194 | 64.5935 | 67.1871 | 69.8 | 72.3742 | 73.6968 | 75.029 | 76.3581 | 76.571 | 76.8065 | 77.0355 | 75.3516 | 73.7065 | 72 | 68.8484 | 65.7387 | 62.6323 | 61.7097 | 60.7355
New York - Massena | Aug | H | New York - Massena-Aug | 59.7903 | 59.2581 | 60.1871 | 59.4581 | 58.9484 | 60.4839 | 64.1774 | 67.0968 | 69.2323 | 71.3677 | 73.129 | 74.7129 | 75.8806 | 76.7194 | 77.2645 | 77.3645 | 76.5903 | 75.3613 | 71.7516 | 67.7258 | 65.6065 | 64.1516 | 62.9323 | 62.3548
New York - Massena | Sep | I | New York - Massena-Sep | 50.6567 | 50.5933 | 50.5667 | 50.47 | 51.1167 | 51.7633 | 52.4433 | 55.5867 | 58.6967 | 61.83 | 63.1267 | 64.4033 | 65.7 | 65.6633 | 65.6 | 65.56 | 62.3467 | 59.12 | 55.9133 | 54.4667 | 53.0567 | 51.6533 | 51.2367 | 50.8067
New York - Massena | Oct | J | New York - Massena-Oct | 43.2258 | 43.3548 | 43.0968 | 42.7484 | 42.1871 | 41.6516 | 41.8613 | 44.1903 | 46.4871 | 48.8774 | 50.3129 | 51.5387 | 52.7323 | 53.0613 | 52.9484 | 52.0774 | 51.0935 | 48.829 | 47.2032 | 46.0194 | 45.2774 | 44.9097 | 43.9613 | 43.4806
New York - Massena | Nov | K | New York - Massena-Nov | 32.5133 | 32.4167 | 31.9233 | 31.6233 | 31.48 | 31.2167 | 31.06 | 32.02 | 33.71 | 35.8733 | 37.32 | 38.42 | 39.0267 | 39.1933 | 39.57 | 38.7833 | 37.2933 | 36.1033 | 35.5067 | 34.89 | 34.5933 | 34.1033 | 33.4533 | 33.2867
New York - Massena | Dec | L | New York - Massena-Dec | 21.2774 | 20.8968 | 20.6065 | 20.2161 | 19.8968 | 19.6032 | 19.2613 | 20.1516 | 21.0032 | 21.8903 | 22.6548 | 23.4065 | 24.1903 | 24.0323 | 23.8677 | 23.7032 | 23.1065 | 22.4839 | 21.9032 | 21.8194 | 21.7677 | 21.7065 | 21.3968 | 21.0806
New York - New York City | Jan | A | New York - New York City-Jan | 27.9387 | 27.5613 | 27.2194 | 26.8774 | 26.6258 | 26.2323 | 26.1871 | 26.2645 | 26.9129 | 28.0258 | 29.0419 | 30.1677 | 31.2129 | 31.7645 | 31.8258 | 31.6065 | 31.3806 | 30.7194 | 30.4548 | 29.9129 | 29.4968 | 28.971 | 28.6903 | 28.2774
New York - New York City | Feb | B | New York - New York City-Feb | 31.3893 | 31.0429 | 30.7179 | 30.3607 | 30.1786 | 30.0393 | 29.9 | 30.9214 | 31.9607 | 32.9679 | 34.3464 | 35.6714 | 37.0464 | 37.1964 | 37.3107 | 37.4679 | 36.6536 | 35.8429 | 34.9893 | 34.3964 | 33.8143 | 33.2429 | 32.5321 | 31.8679
New York - New York City | Mar | C | New York - New York City-Mar | 39.3097 | 39.0097 | 38.3935 | 37.7452 | 37.2323 | 36.6419 | 36.8645 | 37.9129 | 39.4645 | 41.1806 | 42.9645 | 44.2194 | 45.2935 | 45.9065 | 46.3484 | 46 | 45.5677 | 44.1516 | 43.0516 | 41.9387 | 41.3065 | 40.3935 | 40.3581 | 39.8806
New York - New York City | Apr | D | New York - New York City-Apr | 47.13 | 46.4667 | 45.7733 | 45.0967 | 45.0333 | 45.0133 | 44.98 | 46.43 | 47.84 | 49.2867 | 50.8067 | 52.3733 | 53.8933 | 54.39 | 54.89 | 55.4 | 54.2767 | 53.1867 | 51.98 | 51.11 | 50.2967 | 49.4767 | 48.8933 | 48.3467
New York - New York City | May | E | New York - New York City-May | 58.9516 | 58.3032 | 57.6516 | 57.0129 | 57.3516 | 57.6581 | 58.0226 | 59.8129 | 61.5903 | 63.3839 | 64.8032 | 66.1968 | 67.6129 | 67.6806 | 67.729 | 67.7968 | 66.5355 | 65.2903 | 63.9645 | 63.2 | 62.4968 | 61.7613 | 60.8452 | 59.9935
New York - New York City | Jun | F | New York - New York City-Jun | 67.0167 | 66.1233 | 65.2833 | 64.3633 | 65.17 | 66.02 | 66.8733 | 69.3367 | 71.7567 | 74.2167 | 75.64 | 77.0767 | 78.5033 | 78.13 | 77.7567 | 77.39 | 75.7267 | 74.06 | 72.4333 | 71.3933 | 70.4233 | 69.4033 | 68.7433 | 68.1267
New York - New York City | Jul | G | New York - New York City-Jul | 75.1613 | 74.4871 | 71.6323 | 70.9613 | 71.5774 | 72.1194 | 72.7548 | 74.5935 | 76.4323 | 78.2806 | 79.5452 | 80.8161 | 82.0806 | 82.0452 | 81.9742 | 81.9323 | 80.6613 | 79.3226 | 78.029 | 76.9613 | 75.8968 | 74.8226 | 74.1129 | 73.4871
New York - New York City | Aug | H | New York - New York City-Aug | 67.8129 | 67.1 | 68.6 | 67.9 | 68.2581 | 68.5935 | 68.9677 | 70.9903 | 73.0129 | 75.0355 | 76.4323 | 77.8968 | 79.2968 | 78.9903 | 78.6903 | 78.3677 | 77.0806 | 75.7839 | 74.4645 | 73.6258 | 72.8 | 71.9742 | 71.3258 | 70.7258
New York - New York City | Sep | I | New York - New York City-Sep | 65.9967 | 65.4067 | 64.83 | 64.2367 | 64.4033 | 64.5633 | 64.73 | 66.4333 | 68.1533 | 69.86 | 70.8067 | 71.7333 | 72.6633 | 72.7067 | 72.74 | 72.7933 | 71.72 | 70.6567 | 69.5733 | 68.8333 | 68.1433 | 67.4233 | 66.8 | 66.2667
New York - New York City | Oct | J | New York - New York City-Oct | 53.8065 | 53.3161 | 52.871 | 52.3677 | 52.3097 | 52.2323 | 52.1581 | 53.8226 | 55.5097 | 57.1581 | 58.7387 | 60.3548 | 61.9419 | 61.6 | 61.2484 | 60.929 | 59.671 | 58.471 | 57.2097 | 56.5581 | 55.9258 | 55.2645 | 54.6516 | 54.1129
New York - New York City | Nov | K | New York - New York City-Nov | 44.4967 | 44.0967 | 43.73 | 43.3367 | 43.15 | 42.9967 | 42.81 | 44.1633 | 45.5133 | 46.8767 | 47.7367 | 48.5633 | 49.4267 | 49.2 | 49.0067 | 48.78 | 48.2 | 47.6733 | 47.13 | 46.6067 | 46.1433 | 45.6267 | 45.1067 | 44.5967
New York - New York City | Dec | L | New York - New York City-Dec | 35.6903 | 35.3097 | 34.9355 | 34.5323 | 34.6097 | 34.6806 | 34.7452 | 35.4419 | 36.1226 | 36.829 | 37.8 | 38.7161 | 39.6935 | 39.5516 | 39.4194 | 39.2871 | 38.6774 | 38.1323 | 37.5161 | 37.0516 | 36.6258 | 36.1677 | 35.9452 | 35.7452
New York - Rochester | Jan | A | New York - Rochester-Jan | 23.4226 | 23.3871 | 23.3645 | 23.3065 | 23.3419 | 23.3419 | 23.3548 | 24.1774 | 24.9903 | 25.7968 | 26.9323 | 27.9935 | 29.1258 | 29.1387 | 29.1645 | 29.171 | 28.2387 | 27.3452 | 26.3484 | 25.8258 | 25.3226 | 24.8161 | 24.3677 | 23.9323
New York - Rochester | Feb | B | New York - Rochester-Feb | 20.675 | 20.3071 | 20.0179 | 19.725 | 19.4929 | 19.3071 | 19.1 | 20.4 | 21.6929 | 22.9857 | 24.5143 | 26.0571 | 27.5857 | 27.3786 | 27.2429 | 27.0357 | 26.0429 | 25.05 | 23.9857 | 23.3964 | 22.8571 | 22.3071 | 21.7107 | 21.1679
New York - Rochester | Mar | C | New York - Rochester-Mar | 29.9032 | 29.0419 | 28.5419 | 28.1774 | 28.5903 | 28.4839 | 28.6355 | 30.7258 | 33.1677 | 35.2129 | 36.7032 | 37.9129 | 38.8226 | 38.9742 | 39.4839 | 39.1194 | 37.7097 | 36.3129 | 34.7452 | 33.5968 | 33.071 | 32.5452 | 31.7194 | 31.0935
New York - Rochester | Apr | D | New York - Rochester-Apr | 43.8333 | 43.2833 | 42.7667 | 42.19 | 42.91 | 43.6 | 44.29 | 47.04 | 49.8033 | 52.5567 | 53.6533 | 54.78 | 55.8967 | 55.9467 | 56.0233 | 56.08 | 54.15 | 52.18 | 50.19 | 48.72 | 47.2367 | 45.7633 | 45.24 | 44.7333
New York - Rochester | May | E | New York - Rochester-May | 50.6516 | 50.1935 | 49.7742 | 49.1742 | 48.6097 | 49.671 | 52.1548 | 55.1903 | 57.9935 | 60.3903 | 62.371 | 63.1484 | 63.7226 | 64.4 | 64.5935 | 63.929 | 62.4774 | 61.2548 | 59.6355 | 57.4032 | 55.7258 | 53.6161 | 52.671 | 52.5065
New York - Rochester | Jun | F | New York - Rochester-Jun | 61.56 | 60.7833 | 60.0333 | 59.27 | 60.6033 | 61.98 | 63.33 | 65.91 | 68.46 | 71.0267 | 72.66 | 74.2667 | 75.8967 | 76.2767 | 76.63 | 77.0133 | 75.17 | 73.2933 | 71.3867 | 69.04 | 66.7667 | 64.4767 | 63.4467 | 62.4333
New York - Rochester | Jul | G | New York - Rochester-Jul | 66.7677 | 66.129 | 63.6452 | 63.1387 | 62.9645 | 63.729 | 65.8806 | 68.5968 | 71.8839 | 73.8677 | 75.2871 | 76.5387 | 77.3581 | 78.1871 | 78.5903 | 78.3065 | 77.8 | 76.8903 | 74.7161 | 71.8032 | 69.3258 | 67.9355 | 66.671 | 65.6194
New York - Rochester | Aug | H | New York - Rochester-Aug | 62.4968 | 61.8645 | 63.2097 | 62.7323 | 62.171 | 62.3355 | 64.329 | 66.8645 | 69.8645 | 72.7516 | 74.471 | 75.5935 | 76.5677 | 77.0452 | 76.7806 | 76.9161 | 76.2581 | 74.5871 | 71.9935 | 69.8032 | 68.0548 | 67.2484 | 66.2258 | 65.3161
New York - Rochester | Sep | I | New York - Rochester-Sep | 57.24 | 56.9267 | 56.63 | 56.3167 | 56.56 | 56.7633 | 56.9967 | 59.8733 | 62.75 | 65.6333 | 66.9967 | 68.39 | 69.7567 | 69.71 | 69.6267 | 69.5533 | 67.3333 | 65.1067 | 62.8533 | 61.3233 | 59.83 | 58.36 | 57.71 | 57.09
New York - Rochester | Oct | J | New York - Rochester-Oct | 48.8516 | 48.2516 | 47.7 | 47.0903 | 47.1 | 47.0935 | 47.1226 | 49.1355 | 51.1226 | 53.1387 | 54.5 | 55.829 | 57.1871 | 57.1903 | 57.1903 | 57.1806 | 55.3677 | 53.5742 | 51.7097 | 51.071 | 50.4484 | 49.8161 | 49.4935 | 49.2065
New York - Rochester | Nov | K | New York - Rochester-Nov | 37.12 | 36.95 | 36.7833 | 36.5867 | 36.35 | 36.1867 | 35.9467 | 37.0167 | 38.1267 | 39.1967 | 40.29 | 41.3133 | 42.41 | 42.3233 | 42.2733 | 42.18 | 41.1133 | 40.0967 | 39.0367 | 38.62 | 38.21 | 37.8 | 37.4733 | 37.1933
New York - Rochester | Dec | L | New York - Rochester-Dec | 30.729 | 30.4613 | 30.2226 | 29.9516 | 29.8645 | 29.8645 | 29.771 | 30.1903 | 30.6129 | 31.0323 | 31.8484 | 32.7 | 33.5194 | 33.3161 | 33.1194 | 32.9 | 32.2806 | 31.6452 | 31.0258 | 30.8774 | 30.7774 | 30.6419 | 30.5645 | 30.4387
New York - Syracuse | Jan | A | New York - Syracuse-Jan | 23.3516 | 23.0581 | 22.8161 | 22.4516 | 22.1613 | 22.1226 | 22.0129 | 22.7613 | 23.4613 | 24.2452 | 25.4065 | 26.5774 | 27.7968 | 27.971 | 28.1323 | 28.3516 | 27.5935 | 26.871 | 26.071 | 25.6968 | 25.2548 | 24.8194 | 24.3516 | 23.8419
New York - Syracuse | Feb | B | New York - Syracuse-Feb | 21.9179 | 21.1643 | 20.5821 | 20.1107 | 19.1964 | 18.8179 | 18.3929 | 19.6179 | 21.7786 | 23.8929 | 26.7143 | 28.1679 | 29.6 | 30.1429 | 29.8607 | 29.2143 | 27.7571 | 25.7929 | 24.4393 | 23.5964 | 23.0643 | 22.8714 | 22.7036 | 21.9857
New York - Syracuse | Mar | C | New York - Syracuse-Mar | 30.7516 | 30.0613 | 28.8258 | 28.2161 | 27.8935 | 27.7097 | 27.8097 | 29.5452 | 32.3355 | 34.6903 | 36.5774 | 37.7323 | 38.6516 | 39.2097 | 39.6323 | 39.6387 | 38.8677 | 36.8161 | 34.9032 | 33.2903 | 32.9581 | 32.5742 | 32.1548 | 31.6742
New York - Syracuse | Apr | D | New York - Syracuse-Apr | 38.22 | 37.35 | 36.7833 | 36.4333 | 36.02 | 36.51 | 38.5133 | 41.0967 | 43.4033 | 45.94 | 48.3533 | 49.3167 | 49.96 | 50.0833 | 50.08 | 50.11 | 49.4233 | 47.8267 | 45.3333 | 43.0233 | 41.3467 | 40.48 | 39.36 | 38.8367
New York - Syracuse | May | E | New York - Syracuse-May | 49.8742 | 49.0935 | 48.3613 | 47.5839 | 49.2452 | 50.9677 | 52.6742 | 55.1258 | 57.5387 | 59.9903 | 61.4161 | 62.8129 | 64.2194 | 64.2903 | 64.3613 | 64.4194 | 62.5097 | 60.6032 | 58.6677 | 56.529 | 54.4387 | 52.3806 | 51.6484 | 50.8677
New York - Syracuse | Jun | F | New York - Syracuse-Jun | 60.9233 | 60.2967 | 59.5733 | 58.8133 | 58.5267 | 59.5433 | 61.7733 | 63.9833 | 66.73 | 68.9433 | 70.38 | 71.8067 | 72.7 | 73.59 | 73.5 | 73.8267 | 73.2 | 72.3067 | 70.6833 | 67.3133 | 65.54 | 64.11 | 63.29 | 62.2133
New York - Syracuse | Jul | G | New York - Syracuse-Jul | 66.3968 | 65.8677 | 63.0871 | 62.7774 | 62.3677 | 64.7871 | 67.5742 | 70.4548 | 73.0129 | 74.4097 | 75.771 | 77.0032 | 78.0903 | 77.971 | 78.1419 | 78.4742 | 78.1935 | 76.8452 | 74.2 | 70.7774 | 68.0194 | 66.8613 | 65.9097 | 64.9903
New York - Syracuse | Aug | H | New York - Syracuse-Aug | 60.4097 | 59.9097 | 61.7774 | 61.2355 | 62.0935 | 62.9516 | 63.8129 | 66.7032 | 69.6129 | 72.5032 | 73.8419 | 75.2355 | 76.5871 | 76.1742 | 75.8258 | 75.4129 | 73.5097 | 71.6355 | 69.7258 | 67.9548 | 66.2065 | 64.4516 | 63.7903 | 63.071
New York - Syracuse | Sep | I | New York - Syracuse-Sep | 56.9167 | 56.0267 | 55.71 | 55.05 | 54.4467 | 54.5233 | 56.0967 | 59.5967 | 62.6867 | 65.4633 | 67.0233 | 68.34 | 69.2267 | 70.1733 | 69.58 | 68.57 | 67.1867 | 64.7267 | 62.16 | 60.5767 | 59.6367 | 58.7033 | 58.0633 | 57.18
New York - Syracuse | Oct | J | New York - Syracuse-Oct | 46.2258 | 45.7032 | 45.2097 | 44.6774 | 44.5419 | 44.4742 | 44.3387 | 47.0258 | 49.7258 | 52.429 | 53.9387 | 55.4161 | 56.9387 | 56.6226 | 56.3161 | 55.9935 | 53.9452 | 51.8839 | 49.7903 | 48.9806 | 48.1839 | 47.4129 | 46.8935 | 46.4258
New York - Syracuse | Nov | K | New York - Syracuse-Nov | 39.1033 | 38.8267 | 38.3633 | 38.3267 | 37.9567 | 38.2133 | 37.7633 | 37.7833 | 38.9733 | 41.17 | 42.93 | 43.8267 | 44.5333 | 44.7967 | 44.71 | 44.0533 | 42.5267 | 41.68 | 41.3767 | 40.6867 | 40.25 | 40.0933 | 39.68 | 38.93
New York - Syracuse | Dec | L | New York - Syracuse-Dec | 26.3452 | 26.1516 | 25.9581 | 25.7645 | 25.8 | 25.8258 | 25.8452 | 26.6419 | 27.4032 | 28.2097 | 29.129 | 30.0129 | 30.9387 | 30.629 | 30.3387 | 30.0355 | 29.2903 | 28.5677 | 27.8323 | 27.5774 | 27.3161 | 27.0742 | 26.6323 | 26.1903
North Carolina - Asheville | Jan | A | North Carolina - Asheville-Jan | 31.2871 | 31.129 | 31.0323 | 30.5387 | 30.129 | 29.4935 | 29.3871 | 29.2226 | 31.271 | 34.1968 | 36.8903 | 39.5645 | 41.4452 | 42.7452 | 42.9581 | 42.7129 | 41.4677 | 38.7452 | 37.0258 | 35.7903 | 34.7677 | 33.7387 | 32.6258 | 32.2065
North Carolina - Asheville | Feb | B | North Carolina - Asheville-Feb | 32.3821 | 31.6571 | 31.5643 | 31.4714 | 31.0786 | 30.3571 | 30.1429 | 30.575 | 33.575 | 37.1714 | 40.3107 | 42.8679 | 44.7536 | 46.8179 | 47.3893 | 46.75 | 45.8643 | 42.6571 | 40.0571 | 38.025 | 36.5679 | 35.8357 | 34.4 | 33.575
North Carolina - Asheville | Mar | C | North Carolina - Asheville-Mar | 41.2935 | 40.7161 | 40.1419 | 39.5194 | 39.2032 | 38.8839 | 38.5129 | 41.271 | 44 | 46.7419 | 49.1032 | 51.4871 | 53.8484 | 54.571 | 55.3387 | 56.0645 | 53.6645 | 51.3 | 48.9323 | 47.4323 | 45.9935 | 44.5065 | 43.429 | 42.3548
North Carolina - Asheville | Apr | D | North Carolina - Asheville-Apr | 47.3333 | 46.66 | 46.6833 | 45.9 | 45.1333 | 44.6467 | 45.4167 | 48.1233 | 51.0167 | 53.84 | 56.2667 | 58.1133 | 59.82 | 60.91 | 62.0933 | 62.7133 | 61.9133 | 59.86 | 56.8367 | 54.2 | 52.4767 | 50.5433 | 49.4333 | 48.1033
North Carolina - Asheville | May | E | North Carolina - Asheville-May | 56.7839 | 56.6097 | 55.9226 | 55.4484 | 54.7452 | 54.5742 | 56.4484 | 59.5839 | 62.5581 | 65.4871 | 67.8355 | 69.771 | 71.0258 | 72.1065 | 72.1484 | 70.9484 | 69.829 | 67.6903 | 65.3806 | 63.1065 | 61.2355 | 59.9161 | 58.7452 | 57.7484
North Carolina - Asheville | Jun | F | North Carolina - Asheville-Jun | 62.5967 | 61.72 | 60.78 | 59.78 | 59.24 | 59.1533 | 60.7967 | 64.2 | 69.1767 | 72.9467 | 75.3867 | 77.2033 | 77.9433 | 77.82 | 78.7633 | 78.6333 | 77.5167 | 76.8233 | 75.0533 | 71.7333 | 69.0267 | 67.1967 | 65.4333 | 63.95
North Carolina - Asheville | Jul | G | North Carolina - Asheville-Jul | 68.6742 | 67.9226 | 65.4645 | 64.7452 | 64.471 | 64.4129 | 66.0742 | 69.429 | 73.4516 | 76.5581 | 79.0645 | 81.0839 | 81.9226 | 80.1645 | 80.7258 | 80.4419 | 79.3806 | 78.1097 | 76.3677 | 73.6516 | 71.571 | 70.1161 | 68.5484 | 67.4032
North Carolina - Asheville | Aug | H | North Carolina - Asheville-Aug | 62.9161 | 62.4355 | 64.0581 | 63.5677 | 63.6935 | 63.7871 | 63.9258 | 67 | 70.0742 | 73.1452 | 74.9548 | 76.7742 | 78.5806 | 78.7774 | 78.9548 | 79.1419 | 77.071 | 75.0065 | 72.8742 | 71.1677 | 69.5032 | 67.8355 | 66.8645 | 65.9129
North Carolina - Asheville | Sep | I | North Carolina - Asheville-Sep | 60.92 | 60.2367 | 59.7033 | 59.1533 | 58.5967 | 58.3433 | 58.51 | 60.8667 | 63.9367 | 67.2967 | 69.7033 | 71.7967 | 73.0133 | 73.7933 | 74.25 | 73.85 | 72.5 | 70.4533 | 67.5433 | 65.6033 | 63.99 | 63.13 | 61.7867 | 61.1333
North Carolina - Asheville | Oct | J | North Carolina - Asheville-Oct | 50.2645 | 49.8129 | 49.3484 | 48.9 | 48.3097 | 47.7613 | 47.1677 | 50.371 | 53.5484 | 56.7613 | 59.3226 | 61.9194 | 64.4903 | 64.7548 | 64.9903 | 65.2452 | 62.3903 | 59.4742 | 56.5903 | 55.0903 | 53.6581 | 52.1581 | 51.4258 | 50.7161
North Carolina - Asheville | Nov | K | North Carolina - Asheville-Nov | 40.9033 | 40.5067 | 40.2933 | 40.1433 | 40.3333 | 39.9767 | 39.9767 | 40.2433 | 43.2 | 46.8067 | 50.8767 | 54.1533 | 55.3933 | 56.5667 | 56.87 | 56.1167 | 53.9967 | 50.2267 | 48.43 | 46.8133 | 45.23 | 44.2233 | 42.6233 | 41.4967
North Carolina - Asheville | Dec | L | North Carolina - Asheville-Dec | 32.0839 | 32.2806 | 32.0065 | 31.6161 | 31.5613 | 30.9806 | 30.8226 | 30.9355 | 32.8935 | 34.6548 | 36.5452 | 38.1355 | 40.129 | 41.4065 | 42.1161 | 42.029 | 40.5387 | 37.7484 | 36.3871 | 35.1097 | 34.4548 | 33.4194 | 33.0774 | 32.3194
North Carolina - Cape Hatteras | Jan | A | North Carolina - Cape Hatteras-Jan | 45.0903 | 44.6194 | 44.1742 | 43.7 | 43.1323 | 42.5903 | 42.0161 | 43.8968 | 45.7806 | 47.671 | 48.3806 | 49.1032 | 49.8032 | 49.6742 | 49.5355 | 49.4032 | 48.4935 | 47.629 | 46.7839 | 46.3677 | 45.9935 | 45.6 | 45.3935 | 45.2161
North Carolina - Cape Hatteras | Feb | B | North Carolina - Cape Hatteras-Feb | 45.0929 | 44.5393 | 45.0929 | 45.0786 | 43.9714 | 43.6 | 43.8571 | 44.9893 | 47.3571 | 48.3286 | 49.2607 | 50.425 | 50.6107 | 50.6 | 49.9821 | 49.3036 | 48.3286 | 46.6786 | 45.4143 | 45.1964 | 45.1107 | 44.85 | 44.7714 | 44.6464
North Carolina - Cape Hatteras | Mar | C | North Carolina - Cape Hatteras-Mar | 50.1484 | 49.5387 | 49.3677 | 49.2452 | 49.5226 | 49.5516 | 50.3677 | 52.4387 | 54.1258 | 55.2419 | 56.2484 | 56.3871 | 56.5839 | 56.671 | 56.571 | 55.7194 | 54.4581 | 52.9387 | 51.7452 | 51.7548 | 51.5806 | 51.2 | 51.1258 | 50.5677
North Carolina - Cape Hatteras | Apr | D | North Carolina - Cape Hatteras-Apr | 57.8367 | 57.4467 | 57.07 | 56.6867 | 57.0067 | 57.3367 | 57.6733 | 59.4033 | 61.1167 | 62.85 | 63.51 | 64.1767 | 64.84 | 64.3633 | 63.8833 | 63.4033 | 61.8533 | 60.32 | 58.76 | 58.5433 | 58.3433 | 58.1367 | 58.0867 | 58.04
North Carolina - Cape Hatteras | May | E | North Carolina - Cape Hatteras-May | 62.5129 | 62.0323 | 61.5548 | 61.0419 | 62.4355 | 63.7774 | 65.1871 | 66.6839 | 68.1935 | 69.7065 | 69.8839 | 70.0581 | 70.2387 | 69.8032 | 69.4452 | 69.0161 | 67.9258 | 66.8387 | 65.7613 | 65.1161 | 64.5194 | 63.8903 | 63.5323 | 63.1774
North Carolina - Cape Hatteras | Jun | F | North Carolina - Cape Hatteras-Jun | 69.9133 | 69.8467 | 69.76 | 69.65 | 70.6333 | 71.5733 | 72.5867 | 73.9233 | 75.2933 | 76.6333 | 76.9467 | 77.2067 | 77.5233 | 77.0967 | 76.72 | 76.2967 | 74.9967 | 73.6667 | 72.3233 | 71.7467 | 71.25 | 70.6833 | 70.4633 | 70.28
North Carolina - Cape Hatteras | Jul | G | North Carolina - Cape Hatteras-Jul | 77.2935 | 77.0355 | 74.4129 | 74.1484 | 75.2452 | 76.3452 | 77.5065 | 78.7419 | 80.0548 | 81.2871 | 81.8258 | 82.2516 | 82.771 | 82.2871 | 81.829 | 81.3484 | 80.0226 | 78.7129 | 77.3935 | 76.7548 | 76.2 | 75.5935 | 75.3581 | 75.1548
North Carolina - Cape Hatteras | Aug | H | North Carolina - Cape Hatteras-Aug | 72.2839 | 72.0387 | 74.2129 | 73.9742 | 74.8677 | 75.7258 | 76.6484 | 77.9871 | 79.3484 | 80.6903 | 81.4065 | 82.0871 | 82.8161 | 82.4613 | 82.1548 | 81.8 | 80.4323 | 79.029 | 77.6613 | 76.9355 | 76.271 | 75.571 | 75.2323 | 74.9387
North Carolina - Cape Hatteras | Sep | I | North Carolina - Cape Hatteras-Sep | 70.92 | 70.7067 | 70.6167 | 70.2267 | 70.1967 | 70.3033 | 72.1267 | 74.54 | 75.9 | 76.88 | 77.4633 | 78.39 | 78.1767 | 78.4067 | 77.93 | 77.3633 | 75.9567 | 73.75 | 72.54 | 71.9367 | 71.7933 | 71.4133 | 71.21 | 71.05
North Carolina - Cape Hatteras | Oct | J | North Carolina - Cape Hatteras-Oct | 63.7387 | 63.4323 | 63.1581 | 62.8419 | 62.7645 | 62.6548 | 62.5742 | 64.6774 | 66.8323 | 68.9323 | 69.5129 | 70.029 | 70.6161 | 70.0065 | 69.4323 | 68.8194 | 67.2516 | 65.7161 | 64.1226 | 63.8935 | 63.6645 | 63.3968 | 63.2613 | 63.1516
North Carolina - Cape Hatteras | Nov | K | North Carolina - Cape Hatteras-Nov | 56.9667 | 56.3733 | 55.8233 | 55.28 | 54.71 | 54.14 | 53.5633 | 55.4567 | 57.3433 | 59.25 | 59.8867 | 60.5033 | 61.14 | 60.62 | 60.1133 | 59.6033 | 58.6733 | 57.7633 | 56.79 | 56.8267 | 56.8733 | 56.9033 | 56.8 | 56.7533
North Carolina - Cape Hatteras | Dec | L | North Carolina - Cape Hatteras-Dec | 46.6226 | 46.1419 | 45.729 | 45.3258 | 44.7806 | 44.2677 | 43.7355 | 45.3645 | 46.9839 | 48.6065 | 49.171 | 49.671 | 50.2226 | 49.6323 | 49.0742 | 48.4806 | 47.9032 | 47.3903 | 46.8065 | 46.9323 | 47.1129 | 47.2419 | 47.0484 | 46.8323
North Carolina - Charlotte | Jan | A | North Carolina - Charlotte-Jan | 36.729 | 36.1742 | 35.1774 | 34.9484 | 34.2774 | 33.8968 | 33.8194 | 34 | 36.0452 | 38.4032 | 41.1581 | 43.6548 | 45.6097 | 46.8226 | 47.5613 | 47.9194 | 46.9613 | 45.1935 | 43.1097 | 41.6677 | 40.2903 | 39.3548 | 38.3387 | 37.2258
North Carolina - Charlotte | Feb | B | North Carolina - Charlotte-Feb | 37.7464 | 36.9821 | 36.2571 | 35.4893 | 34.7786 | 34.0643 | 33.3071 | 36.05 | 38.8 | 41.5179 | 43.3929 | 45.2893 | 47.1393 | 48.2786 | 49.4107 | 50.5357 | 49.2607 | 47.9607 | 46.5929 | 44.9679 | 43.3679 | 41.8107 | 40.6643 | 39.5036
North Carolina - Charlotte | Mar | C | North Carolina - Charlotte-Mar | 47.2968 | 46.2548 | 45.1194 | 44.1032 | 42.7419 | 42.1774 | 41.8613 | 43.8 | 47.1161 | 50.1613 | 52.8097 | 55.2387 | 56.7581 | 58.2 | 59.2516 | 59.8323 | 59.4903 | 58.0226 | 55.7871 | 53.8129 | 52.5065 | 50.8613 | 49.8742 | 48.571
North Carolina - Charlotte | Apr | D | North Carolina - Charlotte-Apr | 52.4667 | 51.3733 | 50.4833 | 49.7933 | 49.7133 | 49.01 | 50.4767 | 54.7767 | 58.1533 | 61.0633 | 63.0167 | 65.0133 | 66.3667 | 67.6933 | 68.47 | 68.65 | 67.8433 | 66.5967 | 63.6867 | 60.5667 | 58.6967 | 57.0667 | 55.46 | 54.45
North Carolina - Charlotte | May | E | North Carolina - Charlotte-May | 62.4903 | 61.6935 | 60.8419 | 60.1903 | 59.6194 | 58.971 | 60.9161 | 64.2161 | 67.7452 | 70.929 | 73.2 | 74.8194 | 76.1645 | 76.3516 | 76.7677 | 76.571 | 75.2065 | 74.4419 | 72.5387 | 69.7871 | 67.9387 | 66.2226 | 64.9194 | 64.0806
North Carolina - Charlotte | Jun | F | North Carolina - Charlotte-Jun | 68.9133 | 67.9333 | 67.26 | 66.7533 | 65.95 | 66.1433 | 68.78 | 72.0167 | 75.05 | 77.5433 | 79.4667 | 80.8733 | 82.02 | 82.2033 | 82.6267 | 81.26 | 80.66 | 79.0567 | 77.4967 | 75.1533 | 73.43 | 71.9667 | 70.8467 | 69.66
North Carolina - Charlotte | Jul | G | North Carolina - Charlotte-Jul | 76 | 75.2645 | 72.6935 | 71.9 | 71.5452 | 71.2484 | 72.1806 | 74.5323 | 77.2032 | 79.6194 | 81.6065 | 83.429 | 84.7677 | 85.5323 | 86.2387 | 85.9581 | 85.0677 | 84.2 | 81.7742 | 79.8032 | 78.1355 | 76.4839 | 75.5194 | 74.4516
North Carolina - Charlotte | Aug | H | North Carolina - Charlotte-Aug | 68.7968 | 68.2065 | 69.7194 | 69.0903 | 69.2774 | 69.4258 | 69.6258 | 72.771 | 75.8806 | 79.0484 | 80.2871 | 81.5355 | 82.7774 | 83.1226 | 83.4387 | 83.7968 | 82.3742 | 80.9581 | 79.5032 | 77.7677 | 76.0677 | 74.3774 | 73.2452 | 72.1903
North Carolina - Charlotte | Sep | I | North Carolina - Charlotte-Sep | 68.2633 | 67.48 | 66.76 | 66.2867 | 66.04 | 65.7533 | 66.11 | 68.45 | 71.9267 | 74.7067 | 77.5333 | 79.2167 | 80.0933 | 80.9033 | 80.49 | 79.66 | 78.7933 | 77.1267 | 74.56 | 72.79 | 71.85 | 70.49 | 69.2067 | 68.2367
North Carolina - Charlotte | Oct | J | North Carolina - Charlotte-Oct | 55.0484 | 53.9968 | 52.9258 | 51.8484 | 51.3774 | 50.9097 | 50.4581 | 54.271 | 58.129 | 61.9548 | 64.3258 | 66.6677 | 69.0161 | 69.4806 | 69.8903 | 70.3452 | 67.6613 | 65.0387 | 62.3452 | 60.9032 | 59.4548 | 58.0065 | 57.0355 | 56.1258
North Carolina - Charlotte | Nov | K | North Carolina - Charlotte-Nov | 48.9533 | 47.7 | 47.2767 | 46.38 | 45.6867 | 45.1367 | 44.95 | 46.01 | 49.9 | 53.7 | 56.66 | 58.5667 | 60.11 | 61.64 | 62.23 | 61.87 | 59.7533 | 57.1967 | 54.8667 | 53.1633 | 52.2867 | 51.0133 | 50.1667 | 49.0967
North Carolina - Charlotte | Dec | L | North Carolina - Charlotte-Dec | 37.129 | 36.6548 | 36.1613 | 35.6452 | 35.3871 | 35.1097 | 34.8387 | 37.0387 | 39.2645 | 41.4645 | 43.6839 | 45.8742 | 48.1032 | 48.5581 | 48.9903 | 49.4452 | 47.3516 | 45.271 | 43.1613 | 42.1194 | 41.0968 | 40.0645 | 39.129 | 38.2613
North Carolina - Greensboro | Jan | A | North Carolina - Greensboro-Jan | 30.8484 | 30.4419 | 30.0484 | 29.6581 | 29.1161 | 28.6 | 28.0581 | 29.8258 | 31.5903 | 33.3548 | 35.1677 | 37.0226 | 38.8419 | 39.1226 | 39.4 | 39.6742 | 38.0161 | 36.3129 | 34.629 | 33.5613 | 32.5097 | 31.471 | 30.8645 | 30.2677
North Carolina - Greensboro | Feb | B | North Carolina - Greensboro-Feb | 34.9964 | 34.0429 | 33.4321 | 32.8714 | 31.7071 | 31.5 | 31.0607 | 33.0679 | 36.925 | 39.9929 | 42.5071 | 44.3679 | 45.3179 | 46.5286 | 47.2607 | 47.1214 | 46.4179 | 44.3143 | 41.9107 | 40.325 | 38.8286 | 38.3393 | 37.2643 | 36.2393
North Carolina - Greensboro | Mar | C | North Carolina - Greensboro-Mar | 43.8 | 42.5355 | 41.8452 | 40.8839 | 40.0129 | 39.3516 | 39.1387 | 41.7774 | 45.429 | 49 | 51.5484 | 53.5839 | 55.0129 | 56.3032 | 56.7839 | 56.9871 | 56.1355 | 54.271 | 51.8419 | 49.771 | 48.1806 | 47.2097 | 45.6806 | 44.8806
North Carolina - Greensboro | Apr | D | North Carolina - Greensboro-Apr | 51.8033 | 51.3233 | 50.26 | 49.1433 | 48.62 | 48.3767 | 51.0367 | 55.6 | 58.92 | 61.0867 | 63.7467 | 65.5133 | 67.13 | 67.5567 | 68.2867 | 67.8767 | 67.1867 | 65.61 | 62.58 | 59.25 | 57.12 | 55.9467 | 54.66 | 53.3967
North Carolina - Greensboro | May | E | North Carolina - Greensboro-May | 59.0032 | 58.3484 | 57.6452 | 56.9452 | 57.6548 | 58.3903 | 59.1452 | 61.9806 | 64.8194 | 67.6419 | 69.0903 | 70.5581 | 72.0161 | 72.4677 | 72.8871 | 73.3419 | 71.6645 | 69.9516 | 68.2484 | 66.0419 | 63.8645 | 61.7258 | 60.8806 | 60.0677
North Carolina - Greensboro | Jun | F | North Carolina - Greensboro-Jun | 67.05 | 66.3 | 65.4033 | 64.7 | 63.96 | 64.18 | 67.39 | 70.8567 | 73.7367 | 75.9933 | 77.5967 | 79.1867 | 81.1633 | 81.75 | 81.8733 | 80.85 | 80.4767 | 79.0033 | 76.9933 | 73.98 | 71.6567 | 70.27 | 68.9667 | 68.09
North Carolina - Greensboro | Jul | G | North Carolina - Greensboro-Jul | 72.3548 | 71.7194 | 68.3581 | 67.9129 | 67.2677 | 67.4129 | 69.7774 | 73.5452 | 76.7935 | 79.0742 | 80.6968 | 82.4323 | 83.7968 | 84.4677 | 84.3839 | 83.771 | 83.1581 | 82.2323 | 79.8387 | 76.6613 | 74.7 | 72.9323 | 71.8806 | 70.8871
North Carolina - Greensboro | Aug | H | North Carolina - Greensboro-Aug | 67.5903 | 66.9903 | 68.729 | 68.1258 | 68.4452 | 68.6806 | 68.9935 | 71.8258 | 74.6161 | 77.4484 | 78.8935 | 80.3806 | 81.8065 | 82.3548 | 82.8161 | 83.3548 | 81.5161 | 79.6387 | 77.7548 | 75.8226 | 73.9323 | 72.0355 | 71.3065 | 70.5581
North Carolina - Greensboro | Sep | I | North Carolina - Greensboro-Sep | 63.64 | 62.9267 | 62.2633 | 61.5467 | 61.7467 | 61.9533 | 62.1633 | 65.9567 | 69.7467 | 73.5267 | 74.9533 | 76.3867 | 77.7933 | 78.27 | 78.6833 | 79.1633 | 76.6367 | 74.17 | 71.5867 | 69.6567 | 67.7567 | 65.88 | 65.06 | 64.2433
North Carolina - Greensboro | Oct | J | North Carolina - Greensboro-Oct | 54.1065 | 53.6 | 53.0903 | 52.5806 | 52.329 | 52.0387 | 51.7903 | 55.2419 | 58.6839 | 62.1387 | 64.0129 | 65.8935 | 67.7484 | 67.9871 | 68.1774 | 68.4194 | 65.6677 | 62.8613 | 60.1161 | 58.7 | 57.2677 | 55.8645 | 55.2355 | 54.5774
North Carolina - Greensboro | Nov | K | North Carolina - Greensboro-Nov | 44.7167 | 44.1933 | 43.6567 | 43.2333 | 42.9433 | 42.9133 | 42.3467 | 43.8433 | 47.25 | 50.4233 | 53.1833 | 55.2 | 56.4167 | 57.1367 | 57.3367 | 56.5433 | 54.22 | 51.7567 | 49.7533 | 48.55 | 47.2433 | 46.7867 | 45.9867 | 44.9
North Carolina - Greensboro | Dec | L | North Carolina - Greensboro-Dec | 34.8419 | 33.8452 | 33.6419 | 33.471 | 32.9419 | 32.4065 | 32.3903 | 33.0839 | 35.9484 | 38.8903 | 41.3258 | 43.3226 | 45.029 | 46.2613 | 46.6871 | 45.8484 | 43.6323 | 41.4452 | 40.0871 | 38.9806 | 37.971 | 37.229 | 36.0484 | 35.3806
North Carolina - Raleigh | Jan | A | North Carolina - Raleigh-Jan | 36.3387 | 36.0161 | 35.2613 | 34.9161 | 34.5806 | 34.2226 | 33.9742 | 34.3258 | 37.6742 | 40.3258 | 42.7581 | 44.2387 | 45.9 | 46.8677 | 47.5419 | 47.0032 | 45.3065 | 42.5387 | 40.2742 | 39.1194 | 38.0323 | 37.1452 | 36.4645 | 35.6323
North Carolina - Raleigh | Feb | B | North Carolina - Raleigh-Feb | 37.7821 | 36.9036 | 36.0714 | 35.1857 | 34.5071 | 33.8214 | 33.1143 | 36.1214 | 39.0714 | 42.0679 | 44.4643 | 46.8571 | 49.25 | 49.6643 | 50.0214 | 50.425 | 48.1714 | 45.9071 | 43.5929 | 42.6893 | 41.8393 | 41.0107 | 40.1393 | 39.2821
North Carolina - Raleigh | Mar | C | North Carolina - Raleigh-Mar | 46.5419 | 45.4581 | 44.7742 | 44.3129 | 43.5419 | 43.0871 | 42.7 | 44.971 | 48.4613 | 51.6484 | 54.5065 | 56.5968 | 58.5065 | 59.9742 | 60.1548 | 60.2129 | 59.7323 | 57.8645 | 54.7226 | 52.3161 | 50.9548 | 49.4419 | 48.5355 | 47.5677
North Carolina - Raleigh | Apr | D | North Carolina - Raleigh-Apr | 51.0033 | 50.3367 | 49.1333 | 48.21 | 47.3233 | 46.8633 | 49.0567 | 52.68 | 56.2433 | 59.4433 | 62.5033 | 64.4733 | 66.6133 | 67.7067 | 69.0333 | 68.73 | 68.0067 | 66.4667 | 62.3467 | 58.82 | 57.1767 | 55.6733 | 53.83 | 52.6767
North Carolina - Raleigh | May | E | North Carolina - Raleigh-May | 61.4484 | 60.9452 | 60.1516 | 59.4742 | 58.8 | 58.9258 | 61.3903 | 64.2903 | 66.7839 | 69.4097 | 71.1806 | 73.3839 | 74.0935 | 75.0548 | 75.5839 | 75.8 | 74.7387 | 72.7355 | 69.2903 | 65.9935 | 64.5452 | 63.6645 | 63.1548 | 62.4774
North Carolina - Raleigh | Jun | F | North Carolina - Raleigh-Jun | 65.93 | 65.2 | 64.21 | 63.3333 | 62.8233 | 63.7233 | 66.7133 | 70.45 | 73.5133 | 75.6767 | 78.3733 | 79.9533 | 81.77 | 82.5667 | 82.8867 | 81.5267 | 80.7633 | 78.9133 | 76.4333 | 72.3267 | 70.2267 | 69.0667 | 68.0867 | 66.6767
North Carolina - Raleigh | Jul | G | North Carolina - Raleigh-Jul | 71.4226 | 70.9097 | 68.0742 | 67.5419 | 68.371 | 69.1548 | 70.0161 | 73.129 | 76.2645 | 79.3839 | 80.8677 | 82.3194 | 83.7903 | 83.5839 | 83.3548 | 83.1258 | 81.0097 | 78.9 | 76.7742 | 74.871 | 73.0065 | 71.1129 | 70.3839 | 69.7032
North Carolina - Raleigh | Aug | H | North Carolina - Raleigh-Aug | 67.171 | 67.1032 | 68.7903 | 68.1226 | 67.729 | 67.6613 | 69.9677 | 73.5258 | 77.0355 | 79.8677 | 81.8161 | 83.4452 | 84.6161 | 85.2452 | 85.3871 | 85.5935 | 83.9645 | 81.4613 | 78.0065 | 74.5645 | 73.2258 | 72.2742 | 71.0516 | 70.2258
North Carolina - Raleigh | Sep | I | North Carolina - Raleigh-Sep | 64.2367 | 63.47 | 62.7267 | 61.9533 | 62.0767 | 62.1933 | 62.3233 | 66.08 | 69.84 | 73.6167 | 75.63 | 77.65 | 79.6833 | 79.8667 | 80.0467 | 80.2433 | 77.4233 | 74.5767 | 71.7433 | 70.0533 | 68.36 | 66.7 | 65.84 | 65.0267
North Carolina - Raleigh | Oct | J | North Carolina - Raleigh-Oct | 53.6516 | 52.8387 | 51.7194 | 50.7 | 50.1516 | 49.6 | 50.0032 | 54.5548 | 58.8839 | 63.2677 | 66.3323 | 68.3258 | 69.529 | 70.4548 | 70.8032 | 69.9581 | 67.5935 | 62.3839 | 58.9581 | 57.2839 | 55.9774 | 55.0645 | 54.7226 | 53.6581
North Carolina - Raleigh | Nov | K | North Carolina - Raleigh-Nov | 46.3167 | 45.7433 | 45.5267 | 44.8333 | 43.79 | 43.28 | 42.95 | 44.7333 | 49.27 | 53.56 | 57.17 | 59.2067 | 60.7667 | 61.4367 | 61.9433 | 60.8567 | 57.5 | 53.6233 | 51.4067 | 49.45 | 48.8167 | 48.19 | 47.2 | 46.0933
North Carolina - Raleigh | Dec | L | North Carolina - Raleigh-Dec | 39.0355 | 38.8935 | 38.5194 | 37.8935 | 37.8581 | 37.5194 | 37.0258 | 37.1032 | 39.8645 | 42.7419 | 45.9032 | 47.9516 | 49.3194 | 49.8903 | 50.5742 | 50.0677 | 47.8806 | 45.3516 | 44.029 | 43.3419 | 42.4258 | 41.3548 | 40.9032 | 40.0645
North Carolina - Wilmington | Jan | A | North Carolina - Wilmington-Jan | 40.5645 | 40.1452 | 39.7065 | 39.0129 | 38.8548 | 38.8613 | 38.5516 | 39.3903 | 42.3677 | 45.2355 | 47.971 | 49.5097 | 50.3548 | 52.0161 | 52.229 | 51.5 | 49.9097 | 46.7484 | 44.729 | 43.2613 | 42.2161 | 41.0774 | 40.5194 | 40.2065
North Carolina - Wilmington | Feb | B | North Carolina - Wilmington-Feb | 42.375 | 41.8786 | 41.3714 | 40.8464 | 40.3679 | 39.8929 | 39.4286 | 41.7321 | 43.9714 | 46.2929 | 48.075 | 49.8464 | 51.6357 | 52.0857 | 52.4821 | 52.9357 | 50.8393 | 48.7964 | 46.6643 | 45.9393 | 45.2714 | 44.5821 | 43.9893 | 43.3821
North Carolina - Wilmington | Mar | C | North Carolina - Wilmington-Mar | 48.2484 | 47.4613 | 46.4258 | 46.1419 | 45.7806 | 45.1968 | 45.5516 | 50.1 | 54.9 | 58.8419 | 60.929 | 62.2806 | 63.1645 | 63.7935 | 62.7677 | 61.9323 | 60.5065 | 58.0387 | 55.0516 | 53.1065 | 51.771 | 50.7323 | 49.9935 | 49.4226
North Carolina - Wilmington | Apr | D | North Carolina - Wilmington-Apr | 55.32 | 54.6367 | 53.92 | 53.2067 | 53.82 | 54.3967 | 55 | 58.6067 | 62.2233 | 65.84 | 66.9633 | 68.0733 | 69.2067 | 68.79 | 68.3767 | 67.95 | 65.8933 | 63.85 | 61.7867 | 60.28 | 58.81 | 57.33 | 56.7667 | 56.2633
North Carolina - Wilmington | May | E | North Carolina - Wilmington-May | 64.6387 | 64 | 63.3258 | 62.7032 | 63.6677 | 64.6355 | 65.5774 | 68.0871 | 70.5935 | 73.1065 | 74.3097 | 75.5419 | 76.7516 | 76.2129 | 75.7387 | 75.2 | 73.5774 | 71.9355 | 70.2677 | 68.9194 | 67.5581 | 66.2387 | 65.771 | 65.2935
North Carolina - Wilmington | Jun | F | North Carolina - Wilmington-Jun | 70.2333 | 69.68 | 69.1667 | 68.61 | 69.8067 | 71 | 72.2433 | 75.1 | 77.97 | 80.8267 | 81.7967 | 82.7567 | 83.7467 | 82.7733 | 81.8267 | 80.8667 | 79.3667 | 77.8433 | 76.3367 | 74.7867 | 73.19 | 71.66 | 71.2167 | 70.82
North Carolina - Wilmington | Jul | G | North Carolina - Wilmington-Jul | 77.4581 | 77.0548 | 74.4806 | 74.0774 | 74.971 | 75.8613 | 76.7806 | 79.2839 | 81.7935 | 84.3 | 84.9774 | 85.6516 | 86.3323 | 85.7742 | 85.2452 | 84.6806 | 83.3226 | 81.9774 | 80.5806 | 79.2935 | 78.0129 | 76.7903 | 76.1903 | 75.6581
North Carolina - Wilmington | Aug | H | North Carolina - Wilmington-Aug | 72.4032 | 71.9935 | 73.871 | 73.4484 | 74.1097 | 74.7194 | 75.4129 | 77.9645 | 80.5 | 83.0742 | 83.7613 | 84.4032 | 85.0871 | 84.8129 | 84.5903 | 84.3194 | 82.5258 | 80.6839 | 78.8516 | 77.8 | 76.7839 | 75.7548 | 75.3194 | 74.9839
North Carolina - Wilmington | Sep | I | North Carolina - Wilmington-Sep | 69.1367 | 68.5667 | 68.0533 | 67.5 | 67.7933 | 68.0633 | 68.3733 | 71.79 | 75.2433 | 78.6767 | 79.58 | 80.4833 | 81.3833 | 81.0933 | 80.83 | 80.5433 | 78.4267 | 76.2767 | 74.1 | 72.7933 | 71.5167 | 70.2667 | 69.8767 | 69.5367
North Carolina - Wilmington | Oct | J | North Carolina - Wilmington-Oct | 59.6 | 59.1129 | 58.7161 | 58.4677 | 58.2097 | 57.9258 | 58.0484 | 62.2258 | 66.571 | 69.4645 | 72.1742 | 73.4484 | 74.2806 | 74.1452 | 74.5935 | 73.6677 | 71.0581 | 66.4839 | 64.1774 | 62.8935 | 62.1742 | 61.4516 | 60.5 | 59.9516
North Carolina - Wilmington | Nov | K | North Carolina - Wilmington-Nov | 52.4567 | 52.0933 | 51.35 | 50.9667 | 50.2767 | 49.66 | 49.2067 | 52.0633 | 56.6033 | 60.1433 | 63.03 | 65.38 | 66.4867 | 66.59 | 66.2867 | 65.0267 | 61.3267 | 58.14 | 55.98 | 54.8267 | 54.04 | 53.1733 | 52.63 | 52.3967
North Carolina - Wilmington | Dec | L | North Carolina - Wilmington-Dec | 43.0129 | 42.6323 | 42.2581 | 41.8419 | 41.5935 | 41.3645 | 41.1161 | 44.1129 | 47.0871 | 50.0903 | 51.8194 | 53.4903 | 55.2258 | 55.1097 | 54.9677 | 54.8452 | 52.2903 | 49.7258 | 47.1645 | 46.2129 | 45.3226 | 44.3839 | 43.9968 | 43.6613
North Dakota - Bismarck | Jan | A | North Dakota - Bismarck-Jan | 7.2774 | 6.5935 | 5.6677 | 5.6742 | 5.4839 | 5.0806 | 4.3839 | 3.7484 | 3.5645 | 5.4806 | 8.4968 | 11.2032 | 13.8903 | 15.8419 | 17.0161 | 17.2581 | 16.2 | 14.0484 | 12.4548 | 11.3 | 10.4548 | 9.4742 | 8.1419 | 7.6903
North Dakota - Bismarck | Feb | B | North Dakota - Bismarck-Feb | 13.95 | 12.8714 | 11.8893 | 12.05 | 10.6607 | 10.325 | 9.5107 | 9.6429 | 11.3214 | 14.2143 | 17.4714 | 19.8821 | 22.2393 | 23.6607 | 24.7286 | 24.7429 | 23.9679 | 22.0857 | 20.1536 | 18.7643 | 18.1357 | 17.3214 | 17.225 | 16.6571
North Dakota - Bismarck | Mar | C | North Dakota - Bismarck-Mar | 26.8548 | 26.1677 | 25.4387 | 24.8323 | 24.2742 | 23.6323 | 25.3968 | 27.1258 | 28.871 | 32.029 | 35.2097 | 38.371 | 39.8516 | 41.3581 | 42.8452 | 42.2258 | 41.6226 | 41.0065 | 37.5613 | 34.129 | 30.7419 | 29.7194 | 28.7129 | 27.6677
North Dakota - Bismarck | Apr | D | North Dakota - Bismarck-Apr | 38.4533 | 37.3567 | 36.2833 | 35.5367 | 35.1233 | 34.5433 | 36.4367 | 40.3433 | 44.6067 | 48.1233 | 50.9933 | 53.36 | 54.9733 | 56.4167 | 57.9433 | 58.3767 | 57.8867 | 56.61 | 53.7 | 48.9467 | 45.41 | 43.2367 | 41.55 | 39.9267
North Dakota - Bismarck | May | E | North Dakota - Bismarck-May | 49.0065 | 47.8806 | 46.7419 | 46.4323 | 46.1097 | 45.7774 | 48.7871 | 51.7871 | 54.8097 | 57.7387 | 60.7323 | 63.6774 | 64.9516 | 66.2258 | 67.5032 | 66.971 | 66.4581 | 65.9258 | 62.4484 | 58.9968 | 55.5258 | 53.8323 | 52.0968 | 50.3935
North Dakota - Bismarck | Jun | F | North Dakota - Bismarck-Jun | 58.2067 | 57.2467 | 56.5767 | 55.91 | 55.13 | 56.4267 | 59.43 | 62.7967 | 65.6567 | 68.0233 | 70.18 | 71.7867 | 73.3833 | 74.2333 | 74.7667 | 75.7333 | 75.1133 | 73.57 | 71.66 | 69.36 | 65.8367 | 62.58 | 61.4267 | 60.1767
North Dakota - Bismarck | Jul | G | North Dakota - Bismarck-Jul | 65.0581 | 63.9484 | 61.1742 | 60.2419 | 59.6161 | 60.3097 | 63.8097 | 68.4645 | 72.0129 | 74.8032 | 77.3871 | 79.4581 | 80.8258 | 81.4419 | 82.3806 | 82.8548 | 82.4258 | 81.5226 | 78.9645 | 75.0194 | 70.2065 | 67.9032 | 65.5323 | 64.2774
North Dakota - Bismarck | Aug | H | North Dakota - Bismarck-Aug | 57.2774 | 55.8968 | 56.9839 | 55.8871 | 54.9935 | 54.3032 | 56.0935 | 60.1419 | 64.1935 | 67.6129 | 70.1935 | 72.1065 | 73.6903 | 75.2968 | 76.5645 | 76.7452 | 76.3871 | 74.871 | 72.0677 | 68.0742 | 64.0032 | 62.3355 | 61.0935 | 59.4194
North Dakota - Bismarck | Sep | I | North Dakota - Bismarck-Sep | 48.95 | 47.7933 | 47.1133 | 46.79 | 45.7867 | 45.4367 | 45.64 | 49.5533 | 54.0133 | 58.2433 | 62.1567 | 64.75 | 66.8567 | 68.4833 | 69.7167 | 69.8567 | 68.93 | 67.0967 | 62.5467 | 58.17 | 54.96 | 53.0833 | 51.1367 | 49.87
North Dakota - Bismarck | Oct | J | North Dakota - Bismarck-Oct | 38.1613 | 37.3258 | 36.4903 | 36.2935 | 36.1903 | 35.9903 | 38.1065 | 40.2161 | 42.3806 | 45.9871 | 49.5774 | 53.1806 | 54.6935 | 56.2129 | 57.7161 | 55.4742 | 53.2742 | 51.029 | 48.2581 | 45.5129 | 42.7806 | 41.3742 | 39.9516 | 38.5871
North Dakota - Bismarck | Nov | K | North Dakota - Bismarck-Nov | 25.88 | 25.5033 | 25.1367 | 24.8967 | 24.61 | 24.3433 | 25.0833 | 25.8533 | 26.6033 | 28.91 | 31.1733 | 33.4767 | 34.4733 | 35.4667 | 36.4667 | 34.6 | 32.7433 | 30.87 | 29.3967 | 27.95 | 26.5433 | 26.2033 | 25.9233 | 25.5567
North Dakota - Bismarck | Dec | L | North Dakota - Bismarck-Dec | 10.7484 | 10.4935 | 10.2613 | 10.3548 | 10.4935 | 10.6355 | 11.0581 | 11.4581 | 11.8516 | 14.1387 | 16.4194 | 18.7226 | 19.2774 | 19.8226 | 20.3903 | 18.129 | 15.8968 | 13.6581 | 12.871 | 12.1161 | 11.3323 | 10.9742 | 10.6645 | 10.3161
North Dakota - Fargo | Jan | A | North Dakota - Fargo-Jan | 6.1903 | 5.8613 | 5.5645 | 5.6935 | 5.7903 | 5.9161 | 5.8742 | 5.8387 | 5.8258 | 7.3871 | 8.9516 | 10.5129 | 11.3419 | 12.1613 | 12.9806 | 12.0226 | 11.0387 | 10.0839 | 9.4806 | 8.8871 | 8.2871 | 7.9516 | 7.5871 | 7.2645
North Dakota - Fargo | Feb | B | North Dakota - Fargo-Feb | 8.925 | 8.4679 | 8.0107 | 7.75 | 7.5357 | 7.2857 | 7.3357 | 7.2857 | 7.2893 | 9.525 | 11.7321 | 13.9679 | 15.0107 | 16.0857 | 17.1393 | 16.3286 | 15.5464 | 14.75 | 13.6107 | 12.4893 | 11.3643 | 10.7643 | 10.175 | 9.5893
North Dakota - Fargo | Mar | C | North Dakota - Fargo-Mar | 26.9935 | 26.3419 | 26.2065 | 25.7581 | 25.1548 | 24.9065 | 24.7258 | 25.9387 | 27.5677 | 29.2839 | 31.1226 | 32.5774 | 34.0484 | 35.0903 | 35.6548 | 35.5226 | 34.7032 | 34.0065 | 31.6968 | 30.0516 | 28.8548 | 27.9226 | 27.6806 | 27.4323
North Dakota - Fargo | Apr | D | North Dakota - Fargo-Apr | 38.9967 | 37.9833 | 36.9633 | 36.1967 | 35.52 | 34.79 | 37.5 | 40.1867 | 42.8967 | 45.2567 | 47.5967 | 49.96 | 50.9967 | 52.0133 | 53.04 | 52.4833 | 51.9533 | 51.3933 | 48.91 | 46.4833 | 44.11 | 42.9467 | 41.8367 | 40.7333
North Dakota - Fargo | May | E | North Dakota - Fargo-May | 49.9677 | 49.3258 | 48.6 | 48.3 | 47.9742 | 47.7065 | 50.5806 | 53.4968 | 56.3935 | 58.2581 | 60.1129 | 61.971 | 63.1516 | 64.3903 | 65.571 | 65.2839 | 64.9774 | 64.6903 | 61.8194 | 58.9677 | 56.1032 | 54.2226 | 52.4 | 50.5452
North Dakota - Fargo | Jun | F | North Dakota - Fargo-Jun | 58.2133 | 57.7433 | 56.66 | 55.5933 | 54.93 | 56.1133 | 59.1867 | 62.5033 | 65.4967 | 68.2733 | 70.53 | 72.0367 | 73.3633 | 74.4267 | 73.9767 | 74.48 | 74.4933 | 73.6267 | 72.0133 | 68.27 | 64.77 | 62.3333 | 61.0333 | 59.87
North Dakota - Fargo | Jul | G | North Dakota - Fargo-Jul | 65.1677 | 64.3 | 61.3613 | 60.8129 | 60.1806 | 61.2774 | 64.1645 | 67.7742 | 70.7387 | 73.1194 | 75.4032 | 77.3355 | 78.3806 | 79.1548 | 79.6032 | 79.8677 | 79.6226 | 78.3355 | 76.3774 | 73.1258 | 70.0742 | 67.571 | 65.9839 | 64.6968
North Dakota - Fargo | Aug | H | North Dakota - Fargo-Aug | 59.7839 | 58.8161 | 59.6226 | 59.0419 | 58.4613 | 57.871 | 60.9 | 63.9387 | 67.0065 | 69.6355 | 72.2452 | 74.8677 | 76.3032 | 77.7613 | 79.1968 | 78.4839 | 77.7419 | 77.029 | 73.671 | 70.3194 | 67.0645 | 65.5968 | 64.1258 | 62.6677
North Dakota - Fargo | Sep | I | North Dakota - Fargo-Sep | 54.11 | 53.4033 | 52.6633 | 51.9967 | 51.4033 | 50.7367 | 52.9767 | 55.1533 | 57.37 | 60.35 | 63.3633 | 66.3233 | 67.68 | 69.01 | 70.3667 | 69.5033 | 68.6533 | 67.7833 | 64.88 | 61.9867 | 59.14 | 57.58 | 56.03 | 54.5067
North Dakota - Fargo | Oct | J | North Dakota - Fargo-Oct | 41.4129 | 40.471 | 40.0548 | 39.2935 | 38.5806 | 38.4484 | 37.8452 | 39.3839 | 43.2871 | 47.1129 | 50.3 | 53.0484 | 55.4613 | 57.0935 | 58.0226 | 58.0548 | 56.1645 | 52.1161 | 48.8419 | 47.1742 | 45.8 | 44.2871 | 43.3581 | 42.0032
North Dakota - Fargo | Nov | K | North Dakota - Fargo-Nov | 26.9367 | 25.9367 | 25.44 | 25.0833 | 24.2667 | 23.82 | 23.9 | 24.3067 | 25.7767 | 27.2467 | 28.6567 | 30.0733 | 31.36 | 32.3367 | 32.5067 | 31.8033 | 30.63 | 29.63 | 29.06 | 28.5067 | 28.2633 | 28.0567 | 27.5033 | 26.88
North Dakota - Fargo | Dec | L | North Dakota - Fargo-Dec | 10.6548 | 10.1484 | 9.6032 | 9.4452 | 9.2548 | 9.0774 | 9.0323 | 9.0387 | 9.0645 | 10.9871 | 12.8903 | 14.8161 | 15.8032 | 16.8516 | 17.8419 | 16.7032 | 15.5806 | 14.4452 | 13.8516 | 13.2871 | 12.7 | 12.3065 | 11.8903 | 11.4968
North Dakota - Minot | Jan | A | North Dakota - Minot-Jan | 8.1581 | 7.6387 | 6.9452 | 6.5645 | 6.0806 | 5.6097 | 4.871 | 4.129 | 3.7129 | 5.6839 | 8.7968 | 11.0677 | 13.1419 | 14.4645 | 15.3903 | 15.1968 | 13.5677 | 11.7355 | 10.6839 | 10.1258 | 9.4452 | 8.8903 | 8.3452 | 8.0548
North Dakota - Minot | Feb | B | North Dakota - Minot-Feb | 8.1607 | 7.9679 | 7.5143 | 7.1679 | 7.2286 | 6.7929 | 6.75 | 6.35 | 7.0893 | 8.6464 | 10.8607 | 12.9643 | 14.2143 | 15.2964 | 15.6464 | 15.7071 | 15.3536 | 13.8179 | 12.4643 | 11.4 | 10.7571 | 10.0143 | 9.7429 | 9.4429
North Dakota - Minot | Mar | C | North Dakota - Minot-Mar | 25.3194 | 24.7 | 24.2677 | 23.8774 | 23.2258 | 22.4774 | 22.2097 | 23.029 | 25.7613 | 28.671 | 31.5806 | 33.3677 | 35.1032 | 36.2806 | 36.8677 | 36.9065 | 37.0032 | 35.5194 | 32.7968 | 30.8935 | 29.7194 | 28.6194 | 27.2032 | 26.0226
North Dakota - Minot | Apr | D | North Dakota - Minot-Apr | 35.9333 | 35.3033 | 35.0167 | 34.6133 | 34.4067 | 33.7833 | 34.6433 | 37.0467 | 39.5267 | 42.2567 | 44.9033 | 47.03 | 48.7933 | 49.85 | 50.2767 | 50.8467 | 49.8 | 47.9 | 45.3633 | 41.93 | 39.8367 | 38.3067 | 37.2 | 36.51
North Dakota - Minot | May | E | North Dakota - Minot-May | 47.171 | 45.9323 | 45.2419 | 44.4516 | 43.6613 | 44.0129 | 47.0323 | 51.0903 | 55.0645 | 58.0355 | 60.8226 | 62.4258 | 64.271 | 65.4903 | 65.0387 | 64.5097 | 64.1645 | 63.9 | 62.0935 | 58.3419 | 54.8065 | 52.1968 | 50.9645 | 49.1161
North Dakota - Minot | Jun | F | North Dakota - Minot-Jun | 60 | 58.4167 | 57.6 | 56.9467 | 55.9533 | 56.8833 | 58.9833 | 61.9967 | 65.1333 | 68.11 | 70.43 | 72.1867 | 73.8 | 74.6733 | 74.9067 | 74.8733 | 74.4833 | 73.8967 | 72.4167 | 70.2433 | 66.7067 | 64.01 | 62.5667 | 61.34
North Dakota - Minot | Jul | G | North Dakota - Minot-Jul | 64.0903 | 63.1548 | 60.1645 | 59.5742 | 58.9903 | 58.4065 | 61.5839 | 64.771 | 67.9548 | 70.4194 | 72.8677 | 75.329 | 76.2129 | 77.1194 | 78 | 77.7387 | 77.4903 | 77.2355 | 74.1452 | 71.1032 | 68.0774 | 66.4161 | 64.7419 | 63.1419
North Dakota - Minot | Aug | H | North Dakota - Minot-Aug | 57.1355 | 56.0355 | 56.9194 | 56.5806 | 56.2548 | 55.9323 | 58.7839 | 61.5968 | 64.4355 | 67.3806 | 70.3129 | 73.2806 | 74.5516 | 75.8226 | 77.0903 | 76.4903 | 75.9 | 75.2839 | 71.9839 | 68.7355 | 65.5323 | 63.7161 | 61.871 | 60.0871
North Dakota - Minot | Sep | I | North Dakota - Minot-Sep | 50.4833 | 49.71 | 49.54 | 48.9233 | 48.32 | 47.8067 | 47.63 | 49.9433 | 53.5 | 56.7067 | 58.9567 | 61.0433 | 62.88 | 64.1267 | 64.8567 | 64.5767 | 63.9333 | 62.1533 | 58.1833 | 55.5733 | 53.8533 | 52.5733 | 51.6667 | 50.5733
North Dakota - Minot | Oct | J | North Dakota - Minot-Oct | 40.9613 | 40.4226 | 39.8774 | 39.4387 | 39.0258 | 38.5871 | 39.4935 | 40.3645 | 41.2548 | 44.4484 | 47.6484 | 50.8387 | 52.3645 | 53.9097 | 55.4323 | 53.6935 | 51.9581 | 50.2194 | 47.9935 | 45.7677 | 43.5613 | 42.7613 | 41.9839 | 41.2097
North Dakota - Minot | Nov | K | North Dakota - Minot-Nov | 26.54 | 26.0633 | 26.15 | 25.8367 | 25.5567 | 25.62 | 25.7333 | 25.3867 | 26.02 | 27.68 | 29.5933 | 31.1767 | 32.29 | 33.2567 | 33.81 | 33.2033 | 30.9533 | 29.7667 | 28.9967 | 28.4267 | 27.6633 | 27.1767 | 26.6633 | 26.67
North Dakota - Minot | Dec | L | North Dakota - Minot-Dec | 12.3613 | 12.4516 | 12.2484 | 12.1903 | 12.329 | 12.429 | 12.0129 | 11.9806 | 12.0452 | 13.0226 | 15.129 | 16.7742 | 17.7806 | 18.4226 | 18.5548 | 18.0935 | 16.2516 | 14.8935 | 13.8613 | 13.3484 | 12.3129 | 11.9129 | 11.7935 | 11.1871
Ohio - Akron | Jan | A | Ohio - Akron-Jan | 23.8097 | 23.6419 | 23.4677 | 23.2968 | 23.3935 | 23.4161 | 23.5161 | 23.9742 | 24.4258 | 24.871 | 25.8806 | 26.8581 | 27.8581 | 28.071 | 28.229 | 28.4452 | 27.3806 | 26.2677 | 25.2581 | 24.929 | 24.6 | 24.2903 | 24.0903 | 23.9
Ohio - Akron | Feb | B | Ohio - Akron-Feb | 25.1286 | 24.6393 | 24.5107 | 24.2857 | 23.7607 | 23.2679 | 23.1464 | 23.3143 | 25.0214 | 27.3214 | 29.2679 | 30.975 | 32.0071 | 32.9571 | 33.4 | 33.325 | 32.4429 | 30.5643 | 29.2429 | 28.4286 | 27.7786 | 26.8429 | 26.2821 | 25.7107
Ohio - Akron | Mar | C | Ohio - Akron-Mar | 36.6484 | 35.7161 | 35.2677 | 34.3452 | 33.7419 | 33.3452 | 32.8516 | 33.9452 | 35.7161 | 38 | 40.1258 | 42.0387 | 43.2935 | 44.4548 | 45.229 | 45.3226 | 45.171 | 43.6032 | 41.5161 | 40.2452 | 39.0129 | 38.8097 | 38.2226 | 37.4935
Ohio - Akron | Apr | D | Ohio - Akron-Apr | 44.59 | 43.9 | 43.06 | 42.6967 | 42.4767 | 41.91 | 43.0067 | 46.1933 | 49 | 51.3867 | 53.2567 | 54.5833 | 54.92 | 55.4667 | 56.14 | 56.27 | 54.94 | 53.3267 | 51.1233 | 48.83 | 47.8867 | 46.5267 | 45.4567 | 44.9767
Ohio - Akron | May | E | Ohio - Akron-May | 50.4065 | 49.7323 | 49.1161 | 48.4484 | 49.7935 | 51.0871 | 52.4484 | 55.3968 | 58.3419 | 61.2903 | 62.4161 | 63.5226 | 64.6645 | 64.971 | 65.2194 | 65.5161 | 64.2032 | 62.9065 | 61.5677 | 59.0387 | 56.5 | 54.0065 | 53.0839 | 52.2097
Ohio - Akron | Jun | F | Ohio - Akron-Jun | 63.76 | 63.1567 | 62.1867 | 61.8033 | 61.2433 | 61.9233 | 64.3367 | 67.17 | 69.7267 | 71.61 | 73.5433 | 74.6733 | 75.3833 | 76.3533 | 77.0733 | 76.3067 | 75.9833 | 74.9533 | 73.1233 | 69.6567 | 67.5733 | 66.5167 | 65.54 | 64.6033
Ohio - Akron | Jul | G | Ohio - Akron-Jul | 68.9097 | 68.3 | 65.629 | 65.0581 | 65.8581 | 66.6645 | 67.5032 | 70.0839 | 72.6645 | 75.2613 | 76.529 | 77.9032 | 79.1774 | 79.2097 | 79.2419 | 79.2742 | 78.1903 | 77.0387 | 75.8839 | 73.871 | 71.8968 | 69.929 | 68.9516 | 68.0452
Ohio - Akron | Aug | H | Ohio - Akron-Aug | 61.8645 | 61.1645 | 62.8548 | 62.4387 | 61.7516 | 61.6129 | 63.0613 | 66.129 | 69.3258 | 72.0871 | 74.2419 | 75.671 | 77.2161 | 78.071 | 78.7871 | 77.9484 | 77.029 | 75.2 | 72.5968 | 69.1097 | 67.8548 | 66.6774 | 65.6452 | 64.7258
Ohio - Akron | Sep | I | Ohio - Akron-Sep | 58.8533 | 58.2667 | 57.7067 | 57.12 | 57.0233 | 56.93 | 56.84 | 59.5767 | 62.2833 | 65.0133 | 66.5 | 67.9767 | 69.4567 | 69.95 | 70.3933 | 70.9 | 68.67 | 66.4533 | 64.1533 | 62.9167 | 61.7233 | 60.5133 | 59.7567 | 59.02
Ohio - Akron | Oct | J | Ohio - Akron-Oct | 46.2677 | 45.7935 | 45.3548 | 45.0032 | 44.7387 | 44.0645 | 43.8581 | 46.2645 | 48.9516 | 51.3419 | 53.8355 | 55.8258 | 57.0387 | 57.9419 | 58.6774 | 58.5742 | 56.5968 | 53.1258 | 51.1613 | 50.1032 | 49.3935 | 48.2226 | 47.8032 | 47.1613
Ohio - Akron | Nov | K | Ohio - Akron-Nov | 39.9633 | 39.5333 | 39.13 | 38.6567 | 38.4933 | 38.36 | 38.19 | 39.4367 | 40.6467 | 41.8833 | 43.4367 | 44.9767 | 46.53 | 46.5467 | 46.5667 | 46.5767 | 45.2167 | 43.86 | 42.4967 | 41.87 | 41.2133 | 40.5767 | 40.1 | 39.6667
Ohio - Akron | Dec | L | Ohio - Akron-Dec | 30.2839 | 30.0129 | 29.729 | 29.4484 | 29.2677 | 29.0839 | 28.9129 | 29.3258 | 29.7194 | 30.1323 | 31.0968 | 32.0581 | 33.0387 | 33.2581 | 33.5097 | 33.7419 | 32.9677 | 32.2032 | 31.4355 | 31.2419 | 31.0613 | 30.871 | 30.6613 | 30.5129
Ohio - Cleveland | Jan | A | Ohio - Cleveland-Jan | 25.9806 | 25.6516 | 25.3903 | 25.2742 | 24.7419 | 24.371 | 24.2 | 23.8742 | 24.229 | 25.4 | 26.9387 | 28.1645 | 29.1677 | 29.3129 | 29.6774 | 29.3613 | 28.3742 | 27.7387 | 27.4774 | 27.4387 | 27.3161 | 27.171 | 26.9452 | 26.5806
Ohio - Cleveland | Feb | B | Ohio - Cleveland-Feb | 26.5 | 26.3857 | 26.0571 | 25.4679 | 25.4 | 25.1464 | 24.9036 | 25.1679 | 25.9429 | 27.9857 | 29.7 | 31.2571 | 32.0714 | 32.2893 | 32.2643 | 32.2536 | 31.4179 | 30.1464 | 29.5286 | 28.9964 | 27.9143 | 27.3393 | 26.9321 | 26.625
Ohio - Cleveland | Mar | C | Ohio - Cleveland-Mar | 34.1484 | 33.7258 | 33.2968 | 32.8387 | 32.9194 | 32.9903 | 33.0645 | 35.1613 | 37.2935 | 39.3968 | 40.7613 | 42.1774 | 43.5452 | 43.1419 | 42.6839 | 42.2839 | 40.9903 | 39.6677 | 38.3935 | 37.6226 | 36.8677 | 36.0968 | 35.5065 | 34.9968
Ohio - Cleveland | Apr | D | Ohio - Cleveland-Apr | 45.0233 | 44.3833 | 44.18 | 43.17 | 42.2333 | 41.8633 | 43.33 | 46.61 | 49.13 | 50.8133 | 52.2267 | 52.9 | 53.71 | 54.2867 | 54.2533 | 53.9633 | 53.51 | 52.88 | 50.8133 | 49.2467 | 48.0067 | 47.0067 | 46.1967 | 45.3667
Ohio - Cleveland | May | E | Ohio - Cleveland-May | 53.029 | 52.3032 | 51.2258 | 50.2226 | 50.3065 | 50.5161 | 53.9677 | 58 | 60.8645 | 63.029 | 64.4774 | 65.5871 | 66.4161 | 67.271 | 67.1871 | 67.0516 | 66.3774 | 64.429 | 62.2452 | 60.0419 | 58.471 | 56.6516 | 55.7323 | 54.9161
Ohio - Cleveland | Jun | F | Ohio - Cleveland-Jun | 63.37 | 62.88 | 62.25 | 61.41 | 60.9267 | 62.3267 | 65.5333 | 69.3 | 71.1667 | 72.8033 | 74.4333 | 75.4233 | 75.76 | 75.83 | 76.4167 | 76.4233 | 76.12 | 75.1 | 73.3367 | 69.6467 | 67.8833 | 66.56 | 65.05 | 64.2867
Ohio - Cleveland | Jul | G | Ohio - Cleveland-Jul | 68.1968 | 67.7 | 65.2774 | 64.7677 | 63.7516 | 64.471 | 67.4774 | 70.4355 | 73.1774 | 75.8323 | 77.5903 | 78.6645 | 79.4645 | 79.9258 | 79.3742 | 79.0613 | 78.0258 | 76.5065 | 74.5484 | 72.7258 | 70.871 | 68.9903 | 68.1806 | 67.1323
Ohio - Cleveland | Aug | H | Ohio - Cleveland-Aug | 60.3742 | 59.3613 | 60.9065 | 60.4742 | 59.9516 | 59.8806 | 62.5871 | 67.0387 | 70.4903 | 72.7129 | 74.1258 | 75.671 | 76.5355 | 76.5613 | 76.5258 | 76.1097 | 74.971 | 73.5677 | 71.0806 | 68.8194 | 67.3581 | 66.3645 | 65.1548 | 63.4387
Ohio - Cleveland | Sep | I | Ohio - Cleveland-Sep | 59.0567 | 58.4233 | 57.8233 | 56.8767 | 56.4667 | 56.1033 | 56.6133 | 59.3567 | 62.9667 | 66.2 | 68.24 | 69.6933 | 70.4267 | 71.0033 | 71.1967 | 70.8567 | 69.9333 | 68.0733 | 65.78 | 63.47 | 62.3667 | 61.1467 | 60.2767 | 59.39
Ohio - Cleveland | Oct | J | Ohio - Cleveland-Oct | 49.9581 | 49.4839 | 49.0161 | 48.5161 | 48.271 | 48.0581 | 47.8 | 50.2742 | 52.7548 | 55.2419 | 57.0419 | 58.8387 | 60.6581 | 60.7452 | 60.8355 | 60.9355 | 59.0581 | 57.1677 | 55.3129 | 54.2258 | 53.1645 | 52.0613 | 51.4774 | 50.9129
Ohio - Cleveland | Nov | K | Ohio - Cleveland-Nov | 40.9667 | 40.94 | 40.7933 | 40.4933 | 40.1567 | 40.0267 | 39.8867 | 39.9633 | 41.7667 | 43.4433 | 45.0667 | 46.1767 | 46.5233 | 47.2433 | 46.73 | 46.3167 | 44.95 | 43.61 | 43.1 | 42.4267 | 41.9233 | 40.8833 | 40.5133 | 40.0533
Ohio - Cleveland | Dec | L | Ohio - Cleveland-Dec | 31.6065 | 31.4258 | 31.1194 | 31.2419 | 30.9 | 30.9774 | 30.6129 | 30.5903 | 30.7968 | 31.7323 | 33 | 33.4581 | 34.2097 | 34.2677 | 34.3968 | 34.1323 | 33.2935 | 32.4645 | 32.3613 | 32.1032 | 32.1871 | 32.1194 | 31.9968 | 31.9032
Ohio - Columbus | Jan | A | Ohio - Columbus-Jan | 28.6065 | 28.3516 | 27.9839 | 27.3032 | 26.4484 | 25.9387 | 25.6097 | 25.5226 | 26.0387 | 27.9645 | 29.9 | 31.3645 | 32.6968 | 33.6645 | 34.1677 | 33.7097 | 33.0484 | 32.0548 | 31.2839 | 30.7742 | 30.3484 | 29.9452 | 29.4581 | 29.3032
Ohio - Columbus | Feb | B | Ohio - Columbus-Feb | 27.25 | 26.4464 | 25.5357 | 25.1821 | 24.8464 | 24.7 | 24.1643 | 24.3286 | 25.8893 | 27.7893 | 29.3929 | 30.9607 | 32.2143 | 33.1643 | 33.6893 | 33.8036 | 33.4071 | 32.3036 | 30.9214 | 29.8964 | 29.125 | 28.3857 | 28.1893 | 27.3929
Ohio - Columbus | Mar | C | Ohio - Columbus-Mar | 36.9774 | 36.4355 | 35.9516 | 35.5226 | 34.8484 | 34.3387 | 34.1742 | 35.3774 | 37.0484 | 39.1065 | 41.0839 | 43.2903 | 44.7484 | 46.3871 | 46.8774 | 47.1839 | 46.4194 | 45.2419 | 43.1806 | 41.4419 | 40.129 | 39.4 | 38.9968 | 37.9419
Ohio - Columbus | Apr | D | Ohio - Columbus-Apr | 48.7333 | 47.9833 | 47.2467 | 46.4833 | 46.37 | 46.2833 | 46.1767 | 48.9867 | 51.8067 | 54.6133 | 56.5467 | 58.51 | 60.4267 | 60.8267 | 61.2 | 61.6033 | 60.3667 | 59.0567 | 57.81 | 55.9267 | 54.0333 | 52.17 | 51.1267 | 50.06
Ohio - Columbus | May | E | Ohio - Columbus-May | 56.6903 | 55.8387 | 55.029 | 54.571 | 54.0161 | 54.2419 | 56.9161 | 60.429 | 63.4194 | 66.3065 | 68.1355 | 69.9452 | 70.5516 | 70.8194 | 70.9613 | 71.1484 | 70.7968 | 70.2226 | 68.5355 | 65.729 | 63.1645 | 61.5032 | 59.0935 | 57.8806
Ohio - Columbus | Jun | F | Ohio - Columbus-Jun | 64.8667 | 64.1067 | 63.4167 | 62.6467 | 63.1967 | 63.77 | 64.3567 | 67.28 | 70.1967 | 73.1067 | 74.6467 | 76.21 | 77.7467 | 78.1633 | 78.54 | 78.9433 | 77.96 | 77.03 | 75.9833 | 73.4667 | 71.02 | 68.5333 | 67.37 | 66.16
Ohio - Columbus | Jul | G | Ohio - Columbus-Jul | 69.8806 | 69.0516 | 66.2774 | 65.4484 | 64.2581 | 64.3419 | 66.9419 | 70.171 | 72.9903 | 75.771 | 77.7968 | 79.2129 | 79.8065 | 80.7355 | 80.7581 | 80.4581 | 80.4419 | 79.5194 | 78.2 | 75.029 | 72.4806 | 70.5032 | 69.0871 | 68.4
Ohio - Columbus | Aug | H | Ohio - Columbus-Aug | 63.2806 | 62.729 | 64.2387 | 63.6161 | 63.729 | 63.8387 | 63.9645 | 67.1452 | 70.3419 | 73.5226 | 75.6 | 77.6968 | 79.7645 | 79.8387 | 79.8484 | 79.9032 | 78.7323 | 77.5806 | 76.3645 | 73.7839 | 71.2129 | 68.6903 | 67.6419 | 66.6484
Ohio - Columbus | Sep | I | Ohio - Columbus-Sep | 59.7467 | 59.03 | 58.3733 | 58.23 | 58.04 | 57.6767 | 58.1967 | 60.8433 | 63.9733 | 65.9767 | 68.3033 | 70.3167 | 71.7533 | 72.7833 | 72.9533 | 72.8567 | 72.3067 | 70.53 | 67.6733 | 65.3267 | 63.6333 | 61.8467 | 61.1933 | 59.9367
Ohio - Columbus | Oct | J | Ohio - Columbus-Oct | 46.5032 | 46.4871 | 45.9871 | 45.1968 | 44.6161 | 43.8355 | 43.9581 | 46.0581 | 49.8935 | 53.6226 | 57.3065 | 59.8097 | 61.6097 | 62.7 | 63.2032 | 62.9484 | 61.7742 | 59.0226 | 55.7194 | 53.3194 | 51.4935 | 50.1645 | 49.2 | 47.7903
Ohio - Columbus | Nov | K | Ohio - Columbus-Nov | 40.2833 | 39.3667 | 39.08 | 38.47 | 37.8833 | 37.79 | 37.7267 | 37.5533 | 39.4967 | 41.8367 | 43.98 | 45.7167 | 46.9633 | 47.8267 | 48.2233 | 47.76 | 46.2133 | 45.0133 | 43.7167 | 42.9167 | 42.07 | 41.52 | 41.2133 | 40.2233
Ohio - Columbus | Dec | L | Ohio - Columbus-Dec | 31.9548 | 31.5 | 31.3839 | 31.371 | 31.2903 | 31.3645 | 31.0452 | 31.0161 | 31.6774 | 32.9387 | 34.3581 | 35.3548 | 36.8 | 37.2839 | 37.5742 | 37.1129 | 36.1839 | 35.3032 | 34.5323 | 34.0516 | 33.6226 | 33.0387 | 32.8065 | 32.2839
Ohio - Dayton | Jan | A | Ohio - Dayton-Jan | 24.1484 | 23.629 | 23.1065 | 22.7839 | 22.2742 | 22.0161 | 21.5129 | 21.7097 | 22.6839 | 24.6968 | 27.0903 | 28.9968 | 30.6258 | 31.5613 | 31.7548 | 31.229 | 30.0323 | 28.3839 | 27.5161 | 27.0194 | 26.2161 | 25.8419 | 25.1935 | 25.4548
Ohio - Dayton | Feb | B | Ohio - Dayton-Feb | 28.7143 | 28.4536 | 27.7929 | 27.5321 | 26.9071 | 26.4679 | 25.9821 | 26.2571 | 28.35 | 30.5714 | 32.6893 | 34.7036 | 35.9286 | 36.6857 | 37.0036 | 36.8464 | 36.1036 | 34.7071 | 33.0286 | 32.0214 | 31.3214 | 30.6036 | 29.9321 | 29.0679
Ohio - Dayton | Mar | C | Ohio - Dayton-Mar | 37.0226 | 36.2548 | 35.6226 | 35.0677 | 34.6419 | 34.2581 | 34.029 | 35.1161 | 36.6774 | 38.6194 | 41.2613 | 43.3226 | 44.9903 | 46.1677 | 46.4097 | 46.2935 | 45.8613 | 44.7 | 42.4871 | 40.6871 | 39.4935 | 38.3935 | 37.9129 | 37.8129
Ohio - Dayton | Apr | D | Ohio - Dayton-Apr | 46.5333 | 46.4533 | 45.6733 | 45.37 | 44.9267 | 43.7467 | 44.4833 | 45.93 | 48.2133 | 50.2333 | 52.5667 | 54.47 | 55.8433 | 56.83 | 56.7967 | 56.9967 | 56.5967 | 55.33 | 53.6233 | 51.1967 | 50 | 48.6733 | 48.3933 | 47.68
Ohio - Dayton | May | E | Ohio - Dayton-May | 54.4161 | 53.4516 | 52.7355 | 51.8387 | 51.3452 | 51.5871 | 53.8258 | 56.6 | 59.2258 | 61.9258 | 63.9194 | 64.8323 | 65.5161 | 67.0065 | 67.3677 | 67.6129 | 67.0548 | 65.8226 | 63.971 | 61.4097 | 59.5968 | 57.7194 | 56.4323 | 55.1903
Ohio - Dayton | Jun | F | Ohio - Dayton-Jun | 65.5167 | 64.43 | 63.56 | 63.0867 | 62.2433 | 62.4867 | 64.68 | 67.3133 | 69.81 | 71.9333 | 74.0333 | 75.5367 | 76.6667 | 77.4433 | 78.19 | 77.88 | 77.1567 | 76.02 | 74.6333 | 72.18 | 69.9733 | 68.6867 | 67.67 | 66.49
Ohio - Dayton | Jul | G | Ohio - Dayton-Jul | 70.3613 | 69.5097 | 66.471 | 65.6097 | 65.9613 | 66.329 | 66.7 | 69.5806 | 72.4 | 75.271 | 76.7516 | 78.2871 | 79.7806 | 80.0548 | 80.3032 | 80.5806 | 79.5032 | 78.5032 | 77.4032 | 75.1032 | 72.7871 | 70.5032 | 69.671 | 68.8387
Ohio - Dayton | Aug | H | Ohio - Dayton-Aug | 61.3355 | 60.5516 | 62.1484 | 61.3968 | 61.0258 | 60.2935 | 61.8548 | 65.9677 | 69.3387 | 72.6387 | 75.1097 | 76.3645 | 78.1839 | 79.1903 | 79.0484 | 78.9226 | 78.3032 | 76.8419 | 73.9871 | 69.9581 | 67.8032 | 66.5161 | 65.1129 | 64.3032
Ohio - Dayton | Sep | I | Ohio - Dayton-Sep | 60.4633 | 59.6267 | 58.8233 | 58.2167 | 58.0733 | 57.2733 | 57.4533 | 60.3733 | 63.6867 | 66.5433 | 69.46 | 71.2133 | 72.74 | 73.3933 | 73.8 | 73.67 | 72.96 | 70.9367 | 68.4 | 65.99 | 64.5067 | 63.59 | 62.8067 | 61.5367
Ohio - Dayton | Oct | J | Ohio - Dayton-Oct | 47.0129 | 46.2742 | 45.8323 | 45.2742 | 44.8226 | 44.6742 | 44 | 46.4839 | 50.2097 | 53.8 | 56.7032 | 58.7548 | 60.3129 | 61.4 | 61.6871 | 61.4032 | 59.5387 | 55.9516 | 52.7677 | 50.8548 | 49.8677 | 49.0226 | 47.8774 | 47.3903
Ohio - Dayton | Nov | K | Ohio - Dayton-Nov | 38.9667 | 38.41 | 37.8867 | 37.3667 | 37.27 | 36.9867 | 36.5433 | 36.7 | 38.5533 | 40.45 | 42.6033 | 44.5233 | 45.5233 | 46.22 | 46.3867 | 46.02 | 45.09 | 43.3733 | 42.5167 | 41.79 | 40.9767 | 40.1567 | 39.7967 | 38.95
Ohio - Dayton | Dec | L | Ohio - Dayton-Dec | 28.471 | 27.7806 | 27.3903 | 27.2452 | 27.129 | 27.1903 | 27.171 | 27.3645 | 28.1032 | 29.6 | 31.0065 | 32.6645 | 33.5871 | 34.4194 | 34.6968 | 33.8581 | 33.129 | 31.7161 | 30.8806 | 30.1258 | 29.2645 | 29.0935 | 28.7645 | 28.7548
Ohio - Mandfield | Jan | A | Ohio - Mandfield-Jan | 26.3065 | 26.5355 | 26.0581 | 25.5774 | 25.1097 | 24.271 | 24.1323 | 24.5323 | 24.8774 | 25.2839 | 26.2839 | 27.2548 | 28.2613 | 28.4129 | 28.5516 | 28.6968 | 28.6323 | 28.5161 | 27.5742 | 27.0258 | 26.5032 | 25.9516 | 25.8355 | 25.6968
Ohio - Mandfield | Feb | B | Ohio - Mandfield-Feb | 22.1357 | 21.9357 | 21.7 | 21.4679 | 21.3214 | 21.5571 | 21.5857 | 21.6071 | 22.9893 | 24.3071 | 25.9321 | 26.8857 | 27.525 | 27.8607 | 28.0571 | 28.2357 | 27.7071 | 26.175 | 24.9179 | 24.3179 | 23.9786 | 23.3143 | 23.4 | 22.9536
Ohio - Mandfield | Mar | C | Ohio - Mandfield-Mar | 35.4226 | 34.9871 | 34.8419 | 34.3839 | 33.6839 | 33.2581 | 32.7968 | 34.7645 | 36.729 | 38.7 | 40.2516 | 41.7742 | 43.3161 | 43.2871 | 43.2774 | 43.2548 | 42.9581 | 42.5806 | 42.3355 | 41.1032 | 39.5806 | 38.6452 | 38.1968 | 37.4839
Ohio - Mandfield | Apr | D | Ohio - Mandfield-Apr | 43.8933 | 43.1767 | 42.7133 | 42.02 | 41.8467 | 41.95 | 42.6 | 45.86 | 48.4867 | 50.5767 | 52.1333 | 53.0667 | 53.8767 | 54.4933 | 55.54 | 54.97 | 54.1867 | 53.4067 | 52.5967 | 50.7367 | 48.6733 | 46.5633 | 45.65 | 44.7167
Ohio - Mandfield | May | E | Ohio - Mandfield-May | 55.0323 | 54.2065 | 53.329 | 52.4871 | 53.1742 | 54.2258 | 55.9935 | 58.8065 | 61.271 | 63.7806 | 66.0677 | 68.1065 | 69.129 | 70.4806 | 69.9613 | 70.4806 | 69.1258 | 67.9968 | 66.9387 | 66.1 | 63.1903 | 60.2226 | 59.0806 | 57.6226
Ohio - Mandfield | Jun | F | Ohio - Mandfield-Jun | 63.0767 | 62.6133 | 62.21 | 61.7433 | 62.37 | 62.99 | 63.68 | 66.0667 | 68.4267 | 70.82 | 72.25 | 73.68 | 75.1167 | 75.4333 | 75.71 | 76.02 | 74.85 | 73.6133 | 72.4 | 70.1567 | 67.94 | 65.76 | 64.9333 | 64.1267
Ohio - Mandfield | Jul | G | Ohio - Mandfield-Jul | 70.8161 | 70.0774 | 67.3419 | 66.6097 | 67.5323 | 68.4677 | 69.3968 | 71.5516 | 73.7065 | 75.8645 | 76.8419 | 77.8677 | 78.8355 | 79.2645 | 79.6355 | 80.0581 | 78.8032 | 77.5613 | 76.2516 | 74.2355 | 72.2226 | 70.2484 | 69.7 | 69.1645
Ohio - Mandfield | Aug | H | Ohio - Mandfield-Aug | 61.3355 | 60.2903 | 61.2516 | 60.4774 | 60.4742 | 60.8581 | 62.0419 | 65.1581 | 68.271 | 71.3613 | 72.8032 | 74.2548 | 75.6968 | 75.9258 | 76.1387 | 76.3774 | 75.9677 | 75.6419 | 75.1645 | 74.6774 | 71.0161 | 67.7032 | 66.2516 | 64.8129
Ohio - Mandfield | Sep | I | Ohio - Mandfield-Sep | 61.9467 | 61.5667 | 61.19 | 60.4667 | 59.5233 | 58.9367 | 59.9633 | 63.5067 | 66.8133 | 69.7167 | 71.5767 | 73.2767 | 74.7433 | 75.8267 | 75.7533 | 75.69 | 73.8467 | 71.42 | 67.87 | 65.58 | 64.3133 | 63.79 | 62.7233 | 61.7133
Ohio - Mandfield | Oct | J | Ohio - Mandfield-Oct | 46.9226 | 46.4645 | 46.229 | 45.6452 | 45.3097 | 44.7677 | 44.8194 | 46.5806 | 49.8516 | 52.7065 | 54.8484 | 56.2903 | 58.3484 | 59.1581 | 59.2548 | 58.9839 | 57.4323 | 53.9839 | 51.5806 | 50.1548 | 49.0613 | 48.5355 | 48.2258 | 47.3839
Ohio - Mandfield | Nov | K | Ohio - Mandfield-Nov | 39.79 | 39.2333 | 38.72 | 38.16 | 37.69 | 37.2433 | 36.79 | 38.26 | 39.71 | 41.1833 | 42.4367 | 43.6967 | 44.9633 | 45.03 | 45.04 | 45.11 | 43.82 | 42.56 | 41.29 | 40.8733 | 40.46 | 40.0433 | 39.5967 | 39.13
Ohio - Mandfield | Dec | L | Ohio - Mandfield-Dec | 29.6548 | 29.6419 | 29.5 | 29.471 | 29.4097 | 28.4323 | 28.4194 | 28.4194 | 28.8355 | 30.0839 | 31.3194 | 31.971 | 32.9419 | 33.0032 | 32.8387 | 32.4516 | 31.2161 | 29.9968 | 30.529 | 30.1806 | 29.9581 | 29.9806 | 29.8097 | 29.7645
Ohio - Toledo | Jan | A | Ohio - Toledo-Jan | 21 | 20.071 | 19.4871 | 18.6935 | 18.1548 | 18.0355 | 17.4516 | 17.8355 | 19.1677 | 21.7387 | 24.2516 | 26.1387 | 27.3032 | 28.3581 | 28.771 | 28.4032 | 27.371 | 25.4419 | 24.3323 | 23.2548 | 22.2806 | 21.829 | 21.2129 | 20.7935
Ohio - Toledo | Feb | B | Ohio - Toledo-Feb | 22.7214 | 22.1429 | 21.5536 | 20.9071 | 20.75 | 20.95 | 20.7393 | 21.1036 | 22.9429 | 25.2679 | 27.1536 | 28.5714 | 29.2893 | 29.7821 | 30.3857 | 30.2786 | 29.675 | 28.2893 | 27.15 | 26.1321 | 25.5857 | 24.7536 | 24.4071 | 23.6464
Ohio - Toledo | Mar | C | Ohio - Toledo-Mar | 31.4516 | 31.1645 | 31.3613 | 31.0742 | 30.8871 | 30.6032 | 29.9161 | 31.0387 | 33.5129 | 35.6645 | 37.1419 | 38.7323 | 40.3871 | 41.0742 | 41.4903 | 41.3742 | 40.5839 | 39.5613 | 37.9613 | 35.8839 | 34.6161 | 33.6161 | 32.5194 | 31.9258
Ohio - Toledo | Apr | D | Ohio - Toledo-Apr | 40.5067 | 40.0033 | 39.4433 | 38.9233 | 39.3433 | 39.7633 | 40.2133 | 43.0433 | 45.8533 | 48.69 | 50.2833 | 51.8233 | 53.4167 | 53.7667 | 54.0833 | 54.45 | 52.82 | 51.2033 | 49.5033 | 47.39 | 45.29 | 43.17 | 42.51 | 41.8833
Ohio - Toledo | May | E | Ohio - Toledo-May | 52.5677 | 51.7806 | 51.0129 | 50.2323 | 51.5258 | 52.8677 | 54.2065 | 57.6 | 60.9935 | 64.3935 | 65.8774 | 67.3032 | 68.7677 | 68.9677 | 69.1 | 69.2871 | 68.2032 | 67.1097 | 65.9774 | 63.0065 | 60.071 | 57.1871 | 55.7839 | 54.4516
Ohio - Toledo | Jun | F | Ohio - Toledo-Jun | 60.7067 | 60.0733 | 59.53 | 59.2067 | 58.7633 | 59.55 | 62.7133 | 65.56 | 68.2333 | 70.37 | 72.07 | 73.17 | 74.8333 | 75.48 | 76.1333 | 76.6267 | 75.1767 | 73.81 | 71.9467 | 68.8533 | 65.53 | 63.7433 | 62.19 | 61.2767
Ohio - Toledo | Jul | G | Ohio - Toledo-Jul | 68.8484 | 68.0968 | 65.4452 | 64.7194 | 64.171 | 64.4129 | 66.429 | 69.529 | 72.2968 | 74.9645 | 77.3581 | 78.8548 | 79.9871 | 80.9968 | 81.1194 | 81.5097 | 81.3129 | 80.6323 | 78.9 | 75.6968 | 72.1548 | 70.7935 | 69.6581 | 68.1871
Ohio - Toledo | Aug | H | Ohio - Toledo-Aug | 61.471 | 60.4774 | 61.4097 | 60.3839 | 60.9355 | 61.4452 | 62.029 | 65.3677 | 68.6903 | 72.0258 | 73.8645 | 75.6806 | 77.5097 | 78.0871 | 78.6194 | 79.1806 | 77.5806 | 75.9806 | 74.3 | 71.5839 | 68.9258 | 66.2613 | 65.3161 | 64.4194
Ohio - Toledo | Sep | I | Ohio - Toledo-Sep | 56.92 | 56.3133 | 55.3933 | 54.6933 | 54.0567 | 53.4067 | 53.8533 | 57.4933 | 61.5067 | 64.9033 | 67.6967 | 69.71 | 71.4867 | 72.7433 | 73.1533 | 72.98 | 71.5333 | 69.2133 | 65.2533 | 61.6733 | 60.1267 | 58.7433 | 57.32 | 56.58
Ohio - Toledo | Oct | J | Ohio - Toledo-Oct | 47.1065 | 46.5774 | 46.0613 | 45.5097 | 45.0903 | 44.7032 | 44.3 | 47.1968 | 50.1129 | 53.0355 | 54.7548 | 56.4419 | 58.1581 | 58.3871 | 58.5935 | 58.8129 | 56.6452 | 54.4774 | 52.2613 | 51.0194 | 49.7903 | 48.5484 | 48.1516 | 47.7258
Ohio - Toledo | Nov | K | Ohio - Toledo-Nov | 39.1167 | 38.7133 | 38.3067 | 37.8933 | 37.7467 | 37.6333 | 37.4633 | 38.7467 | 39.9833 | 41.26 | 42.5267 | 43.7 | 44.97 | 44.9667 | 44.9867 | 44.9833 | 43.6367 | 42.2733 | 40.89 | 40.2733 | 39.7233 | 39.12 | 38.88 | 38.6833
Ohio - Toledo | Dec | L | Ohio - Toledo-Dec | 25.2645 | 24.9032 | 24.5871 | 24.5806 | 24.7355 | 24.8871 | 24.7323 | 24.6935 | 25.4161 | 26.8935 | 28.2903 | 29.6516 | 30.6097 | 31.3258 | 31.3355 | 30.8258 | 29.5 | 28.2484 | 27.5194 | 26.4194 | 25.9968 | 25.7 | 25.4839 | 25.4258
Ohio - Youngstown | Jan | A | Ohio - Youngstown-Jan | 22.8871 | 22.771 | 22.6323 | 22.5129 | 22.5548 | 22.5581 | 22.6129 | 23.2194 | 23.7968 | 24.3871 | 25.2968 | 26.1968 | 27.1032 | 27.3194 | 27.5484 | 27.7677 | 26.8032 | 25.7806 | 24.8968 | 24.2516 | 23.6645 | 23.0194 | 23.0581 | 23.0581
Ohio - Youngstown | Feb | B | Ohio - Youngstown-Feb | 23.55 | 23.1393 | 22.6893 | 22.325 | 22.0571 | 21.5571 | 21.4357 | 21.4643 | 23.0071 | 24.6893 | 26.3929 | 28.0071 | 28.8286 | 29.5393 | 29.9321 | 30.2107 | 29.4714 | 28.1286 | 27.1 | 26.3036 | 26.0143 | 25.4964 | 24.8679 | 24.5643
Ohio - Youngstown | Mar | C | Ohio - Youngstown-Mar | 32.1613 | 31.8 | 31.4484 | 31.0516 | 30.7452 | 30.4645 | 30.1323 | 31.6 | 33.071 | 34.5387 | 36.2452 | 37.9516 | 39.6645 | 40.329 | 41.0355 | 41.6935 | 40.5 | 39.3097 | 38.0097 | 36.8323 | 35.7032 | 34.5613 | 34.0387 | 33.4742
Ohio - Youngstown | Apr | D | Ohio - Youngstown-Apr | 42.37 | 41.5233 | 40.99 | 40.59 | 40.3 | 39.9167 | 41.15 | 43.87 | 46.56 | 48.7 | 50.7667 | 51.99 | 52.9033 | 53.51 | 53.6833 | 53.5267 | 53.72 | 52.6367 | 50.18 | 47.27 | 45.96 | 44.84 | 44.0067 | 43.16
Ohio - Youngstown | May | E | Ohio - Youngstown-May | 51.4516 | 50.8742 | 50.3 | 49.7065 | 50.6355 | 51.5806 | 52.5129 | 55.8774 | 59.2581 | 62.6194 | 64.0903 | 65.571 | 67.0355 | 67.3548 | 67.6677 | 67.9806 | 66.2839 | 64.5871 | 62.8226 | 59.9774 | 57.1 | 54.3258 | 53.4677 | 52.6355
Ohio - Youngstown | Jun | F | Ohio - Youngstown-Jun | 59.8433 | 59.3167 | 58.7967 | 58.2667 | 59.2733 | 60.3167 | 61.35 | 63.7067 | 66.1 | 68.4733 | 69.9267 | 71.3767 | 72.8233 | 73.38 | 73.9133 | 74.4567 | 73.2667 | 72.1133 | 70.87 | 68.0767 | 65.3433 | 62.6033 | 61.6767 | 60.7667
Ohio - Youngstown | Jul | G | Ohio - Youngstown-Jul | 66.8194 | 66.1484 | 63.6452 | 63.2 | 62.5452 | 63.2742 | 65.8129 | 69.2839 | 71.9419 | 74.6742 | 76.2839 | 77.6161 | 78.6161 | 79.271 | 80.1645 | 79.7032 | 78.7548 | 77.1968 | 75.3129 | 71.0484 | 68.9065 | 67.029 | 65.8452 | 65.029
Ohio - Youngstown | Aug | H | Ohio - Youngstown-Aug | 60.2968 | 59.7065 | 61.0968 | 60.4806 | 60.7774 | 61.0742 | 61.4129 | 64.5871 | 67.7645 | 70.929 | 72.7226 | 74.5516 | 76.3419 | 76.6161 | 76.8387 | 77.1065 | 75.2452 | 73.4032 | 71.4548 | 68.8774 | 66.3452 | 63.8129 | 63.2645 | 62.771
Ohio - Youngstown | Sep | I | Ohio - Youngstown-Sep | 57.44 | 57.1767 | 56.7133 | 56.01 | 55.6333 | 55.44 | 56.1133 | 58.9767 | 61.8 | 63.8133 | 65.8667 | 67.8 | 68.9567 | 69.6967 | 69.4533 | 68.9933 | 68.1 | 65.3033 | 61.4433 | 60.2 | 59.22 | 58.4333 | 57.89 | 57.5
Ohio - Youngstown | Oct | J | Ohio - Youngstown-Oct | 46.3194 | 45.8613 | 45.4581 | 45 | 44.5613 | 44.1613 | 43.7194 | 46.5645 | 49.4 | 52.2484 | 53.7839 | 55.3452 | 56.8806 | 57.0355 | 57.1419 | 57.3097 | 55.1226 | 52.929 | 50.7806 | 49.7516 | 48.8129 | 47.8355 | 47.3387 | 46.8484
Ohio - Youngstown | Nov | K | Ohio - Youngstown-Nov | 39.9733 | 39.8067 | 39.33 | 39.0933 | 39.0967 | 38.3 | 38.2033 | 38.3533 | 39.54 | 40.9367 | 42.26 | 43.58 | 44.73 | 45.49 | 45.7267 | 45.57 | 44.1533 | 42.6433 | 41.6733 | 40.6667 | 40.5433 | 40.1233 | 39.5433 | 39.3433
Ohio - Youngstown | Dec | L | Ohio - Youngstown-Dec | 27.0226 | 26.7677 | 26.1387 | 25.8742 | 25.5839 | 25.4387 | 25.0968 | 24.8968 | 25.8194 | 27.1419 | 28.8419 | 30.2903 | 31.3548 | 32.2419 | 32.3903 | 31.7516 | 30.6806 | 29.729 | 29.1645 | 28.8677 | 28.3516 | 27.9 | 27.4129 | 26.9097
Oklahoma - Oklahoma City | Jan | A | Oklahoma - Oklahoma City-Jan | 28.171 | 27.8677 | 27.0935 | 26.7419 | 26.3581 | 26.3452 | 25.9419 | 25.8129 | 27.4677 | 30.2355 | 33.4742 | 35.3806 | 37.1613 | 38.571 | 39.2581 | 39.4226 | 38.3355 | 35.6613 | 33.3968 | 32.171 | 31.371 | 30.971 | 30.2226 | 29.5161
Oklahoma - Oklahoma City | Feb | B | Oklahoma - Oklahoma City-Feb | 34.275 | 33.7143 | 33.1179 | 32.4 | 31.6857 | 30.9429 | 31.8393 | 32.75 | 33.7429 | 36.5643 | 39.375 | 42.2 | 43.8036 | 45.3929 | 46.9964 | 46.0607 | 45.1607 | 44.2143 | 41.925 | 39.6857 | 37.4893 | 36.5071 | 35.5929 | 34.6679
Oklahoma - Oklahoma City | Mar | C | Oklahoma - Oklahoma City-Mar | 46.4194 | 45.7355 | 45.0742 | 44.3387 | 43.6387 | 42.9097 | 44.1871 | 45.4387 | 46.7226 | 49.7742 | 52.8194 | 55.8323 | 57.2129 | 58.5968 | 59.9839 | 59.2226 | 58.4903 | 57.7355 | 55.2871 | 52.8806 | 50.4613 | 49.4871 | 48.5742 | 47.6226
Oklahoma - Oklahoma City | Apr | D | Oklahoma - Oklahoma City-Apr | 53.36 | 52.7667 | 52.1767 | 51.6333 | 51.1233 | 50.56 | 52.7633 | 55.01 | 57.25 | 59.87 | 62.49 | 65.1333 | 66.18 | 67.2733 | 68.33 | 67.2733 | 66.2233 | 65.17 | 62.4467 | 59.7767 | 57.1233 | 56.0633 | 54.9767 | 53.9333
Oklahoma - Oklahoma City | May | E | Oklahoma - Oklahoma City-May | 64.5 | 63.4903 | 62.8032 | 61.9161 | 61.6903 | 61.5387 | 62.8355 | 65.2484 | 67.7452 | 70.2032 | 72.5871 | 74.1032 | 75.7935 | 76.9065 | 77.2935 | 77.0806 | 76.2323 | 74.8645 | 72.9355 | 70.2806 | 68.9645 | 67.5839 | 66.5742 | 65.4968
Oklahoma - Oklahoma City | Jun | F | Oklahoma - Oklahoma City-Jun | 68.9267 | 68.2667 | 67.52 | 67.13 | 66.79 | 66.3733 | 69.2067 | 72.04 | 74.9033 | 77.0333 | 79.1967 | 81.3433 | 82.3133 | 83.2333 | 84.2067 | 83.05 | 81.9233 | 80.7667 | 78.0667 | 75.33 | 72.7133 | 71.74 | 70.8233 | 69.8467
Oklahoma - Oklahoma City | Jul | G | Oklahoma - Oklahoma City-Jul | 75.5226 | 74.6935 | 71.4484 | 70.7613 | 70.1065 | 69.4226 | 72.8194 | 76.2548 | 79.6581 | 82.0968 | 84.4968 | 86.9484 | 87.5935 | 88.2452 | 88.8968 | 88.1129 | 87.4194 | 86.6613 | 83.4774 | 80.3548 | 77.2452 | 76.1323 | 75.0452 | 73.9452
Oklahoma - Oklahoma City | Aug | H | Oklahoma - Oklahoma City-Aug | 73.1806 | 72.3968 | 73.9387 | 73.1452 | 72.4 | 71.6032 | 74.971 | 78.3548 | 81.7774 | 84.4097 | 86.9903 | 89.6581 | 90.7355 | 91.8161 | 92.8742 | 92.2323 | 91.5839 | 90.9258 | 87.4161 | 83.9258 | 80.5226 | 79.1065 | 77.6774 | 76.2806
Oklahoma - Oklahoma City | Sep | I | Oklahoma - Oklahoma City-Sep | 65.45 | 64.6133 | 63.7567 | 63.2533 | 62.8133 | 62.3067 | 64.9267 | 67.5533 | 70.2 | 73.3367 | 76.4833 | 79.63 | 80.5967 | 81.6267 | 82.5933 | 81.4267 | 80.2567 | 79.0933 | 76.02 | 72.9967 | 70.0333 | 68.6133 | 67.1667 | 65.77
Oklahoma - Oklahoma City | Oct | J | Oklahoma - Oklahoma City-Oct | 57.2903 | 56.5065 | 55.7161 | 55.2419 | 54.7645 | 54.2742 | 56.1871 | 58.1258 | 60.0581 | 63.0419 | 66.0484 | 69.0226 | 70.3065 | 71.6161 | 72.9065 | 71.3516 | 69.8097 | 68.2452 | 65.7452 | 63.2742 | 60.8097 | 59.8226 | 58.9387 | 58.0032
Oklahoma - Oklahoma City | Nov | K | Oklahoma - Oklahoma City-Nov | 45.5633 | 44.8167 | 44.1867 | 43.7367 | 43.2833 | 42.0133 | 41.9967 | 43.0833 | 46.8367 | 50.6933 | 53.5667 | 56.1433 | 57.9567 | 59.38 | 60.0033 | 59.31 | 56.9533 | 52.9167 | 50.8067 | 49.2533 | 47.8733 | 47.05 | 45.9333 | 45.6867
Oklahoma - Oklahoma City | Dec | L | Oklahoma - Oklahoma City-Dec | 36.8129 | 36.3258 | 35.829 | 35.5935 | 35.3903 | 35.1613 | 36.0903 | 37.0677 | 38.0419 | 41.7323 | 45.3774 | 49.0516 | 49.7903 | 50.5613 | 51.2903 | 48.7 | 46.0968 | 43.5032 | 42.0161 | 40.5097 | 39.0161 | 38.5452 | 38.0387 | 37.5677
Oklahoma - Tulsa | Jan | A | Oklahoma - Tulsa-Jan | 29.8742 | 29.0903 | 28.6806 | 28.1839 | 27.271 | 26.3355 | 25.9387 | 25.8097 | 27.2645 | 29.8194 | 32.4581 | 34.8129 | 37.4516 | 39.5839 | 40.771 | 40.971 | 39.6323 | 37.1968 | 34.9161 | 33.7194 | 32.5355 | 31.7032 | 31.2871 | 30.5355
Oklahoma - Tulsa | Feb | B | Oklahoma - Tulsa-Feb | 35.3929 | 34.7393 | 34.0679 | 33.825 | 33.5286 | 33.2429 | 34.3393 | 35.3857 | 36.4714 | 39.3679 | 42.2786 | 45.1964 | 46.8321 | 48.4393 | 50.0893 | 48.9571 | 47.8571 | 46.7179 | 44.3929 | 42.0964 | 39.8714 | 38.9107 | 37.925 | 36.9714
Oklahoma - Tulsa | Mar | C | Oklahoma - Tulsa-Mar | 46.7452 | 46.1839 | 45.5032 | 44.9774 | 44.2452 | 43.6032 | 43.9032 | 46.2645 | 48.8903 | 52.2613 | 55.2806 | 58.0484 | 59.9613 | 60.4806 | 61.3194 | 60.9613 | 59.5258 | 57.6903 | 54.5968 | 52.671 | 51.2871 | 50.5581 | 49.1935 | 47.4935
Oklahoma - Tulsa | Apr | D | Oklahoma - Tulsa-Apr | 54.6467 | 53.7533 | 52.8233 | 52.3033 | 51.7367 | 51.14 | 53.6767 | 56.2333 | 58.7967 | 61.0767 | 63.34 | 65.63 | 67.1833 | 68.75 | 70.2967 | 69.5733 | 68.8667 | 68.1433 | 65.3067 | 62.5333 | 59.7467 | 58.3633 | 57.01 | 55.6667
Oklahoma - Tulsa | May | E | Oklahoma - Tulsa-May | 63.5194 | 62.8 | 62.0484 | 61.6839 | 61.3226 | 60.9387 | 63.8 | 66.6645 | 69.5419 | 71.5419 | 73.5258 | 75.5323 | 76.3323 | 77.1258 | 77.9516 | 76.9516 | 75.9613 | 74.9452 | 72.7968 | 70.7097 | 68.5806 | 67.2774 | 66.0097 | 64.7194
Oklahoma - Tulsa | Jun | F | Oklahoma - Tulsa-Jun | 70.8333 | 70.0233 | 69.1833 | 68.9067 | 68.63 | 68.3433 | 71.2033 | 74.11 | 77.0133 | 78.9767 | 80.9567 | 82.9167 | 83.48 | 84.0233 | 84.5733 | 83.8133 | 83.0433 | 82.27 | 79.7367 | 77.27 | 74.8033 | 73.83 | 72.81 | 71.8667
Oklahoma - Tulsa | Jul | G | Oklahoma - Tulsa-Jul | 79.6613 | 78.771 | 75.4258 | 74.7935 | 74.2323 | 73.5839 | 76.3161 | 79.0903 | 81.8419 | 84.2129 | 86.571 | 88.9484 | 90.0871 | 91.1355 | 92.2677 | 91.6323 | 91.0323 | 90.3839 | 87.3774 | 84.4645 | 81.4839 | 80.3129 | 79.1839 | 78.0548
Oklahoma - Tulsa | Aug | H | Oklahoma - Tulsa-Aug | 72.471 | 71.3452 | 72.6194 | 72.1548 | 71.6968 | 71.2161 | 74.2129 | 77.2484 | 80.2452 | 82.8613 | 85.429 | 88.029 | 89.0548 | 90.0419 | 91.0806 | 90.1548 | 89.2581 | 88.329 | 85.5516 | 82.771 | 80.0194 | 78.6258 | 77.2742 | 75.9194
Oklahoma - Tulsa | Sep | I | Oklahoma - Tulsa-Sep | 65.77 | 65.2167 | 64.7433 | 63.8567 | 63.85 | 63.0867 | 63.5167 | 66.24 | 69.28 | 71.84 | 73.6233 | 75.67 | 77.4 | 78.4233 | 78.9267 | 78.4967 | 77.2267 | 74.8967 | 71.5667 | 69.8733 | 68.45 | 67.5267 | 66.6733 | 65.6833
Oklahoma - Tulsa | Oct | J | Oklahoma - Tulsa-Oct | 54.5871 | 53.8968 | 53.1516 | 52.729 | 52.329 | 51.9065 | 54.6226 | 57.2968 | 59.9935 | 62.9935 | 65.9774 | 68.9613 | 69.9129 | 70.8226 | 71.7806 | 69.3194 | 66.871 | 64.4161 | 62.2839 | 60.1581 | 58.029 | 57.0806 | 56.129 | 55.1839
Oklahoma - Tulsa | Nov | K | Oklahoma - Tulsa-Nov | 45.3567 | 45.0267 | 44.7567 | 44.42 | 43.87 | 43.67 | 43.16 | 44.3767 | 47.2267 | 50.1867 | 52.5667 | 54.2067 | 55.44 | 56.44 | 56.6133 | 55.96 | 53.76 | 51.0933 | 49.3133 | 47.6167 | 46.84 | 46.0233 | 45.1733 | 44.6767
Oklahoma - Tulsa | Dec | L | Oklahoma - Tulsa-Dec | 35.3806 | 34.9194 | 34.2323 | 33.771 | 33.4258 | 33.2161 | 32.9419 | 33.1387 | 35.8032 | 39.0774 | 42.4065 | 44.7419 | 46.5387 | 47.6065 | 47.8839 | 47.8 | 45.5 | 42.8516 | 40.9065 | 39.8161 | 38.5774 | 37.8903 | 37.0677 | 36.3419
Oregon - Astoria | Jan | A | Oregon - Astoria-Jan | 41.0774 | 41.1129 | 41.1581 | 41.2032 | 41.029 | 40.8484 | 40.6806 | 41.071 | 41.4452 | 41.8355 | 42.9097 | 44.0161 | 45.0806 | 44.6258 | 44.2258 | 43.8 | 42.8097 | 41.8097 | 40.8613 | 40.9839 | 41.1129 | 41.2355 | 41.129 | 41.0806
Oregon - Astoria | Feb | B | Oregon - Astoria-Feb | 39.7429 | 39.85 | 39.975 | 40.0929 | 39.7571 | 39.475 | 39.1393 | 40.35 | 41.5821 | 42.8071 | 43.9143 | 44.9571 | 46.0714 | 46.1179 | 46.2071 | 46.2464 | 44.8893 | 43.5464 | 42.1964 | 41.5714 | 40.9607 | 40.3679 | 40.0679 | 39.7786
Oregon - Astoria | Mar | C | Oregon - Astoria-Mar | 42.2129 | 41.9548 | 41.7194 | 41.471 | 41.4968 | 41.5065 | 41.5258 | 43.3194 | 45.0871 | 46.8677 | 47.6677 | 48.4677 | 49.2581 | 48.9194 | 48.6097 | 48.2516 | 47.2645 | 46.2806 | 45.2871 | 44.7097 | 44.1484 | 43.5871 | 43.2355 | 42.8452
Oregon - Astoria | Apr | D | Oregon - Astoria-Apr | 43.2433 | 42.6833 | 42.57 | 42.7133 | 41.9533 | 42.1533 | 43.6033 | 46.3633 | 48.6967 | 50.3767 | 51.3333 | 52.7667 | 53.5367 | 53.42 | 53.14 | 52.6867 | 51.3233 | 50.3933 | 48.5467 | 47.3567 | 46.3567 | 45.6567 | 44.6533 | 43.7667
Oregon - Astoria | May | E | Oregon - Astoria-May | 47.771 | 47.3774 | 46.9903 | 46.6194 | 47.7161 | 48.7871 | 49.8806 | 51.771 | 53.6871 | 55.5774 | 56.3742 | 57.1 | 57.9032 | 57.4613 | 57.0387 | 56.6032 | 55.4355 | 54.2742 | 53.1097 | 51.9903 | 50.9129 | 49.7774 | 49.2032 | 48.6419
Oregon - Astoria | Jun | F | Oregon - Astoria-Jun | 52.0467 | 51.7233 | 51.3867 | 51.0667 | 52.1033 | 53.12 | 54.1833 | 56.0167 | 57.8433 | 59.6733 | 60.5433 | 61.3733 | 62.2267 | 61.68 | 61.1967 | 60.6533 | 59.3067 | 57.96 | 56.5833 | 55.5333 | 54.5567 | 53.5567 | 53.0533 | 52.56
Oregon - Astoria | Jul | G | Oregon - Astoria-Jul | 58.471 | 58.1194 | 55.9677 | 55.6 | 56.6839 | 57.7355 | 58.8161 | 60.5 | 62.2 | 63.8839 | 64.6968 | 65.5581 | 66.3806 | 66.0935 | 65.8161 | 65.5097 | 64.0516 | 62.5645 | 61.0935 | 59.8839 | 58.7452 | 57.5806 | 57.2548 | 56.9645
Oregon - Astoria | Aug | H | Oregon - Astoria-Aug | 55.5226 | 55.5258 | 57.2323 | 57.0581 | 57.1452 | 57.1677 | 57.929 | 59.3 | 60.9613 | 62.5871 | 64.0484 | 65.2613 | 66.5484 | 67.3645 | 66.8581 | 65.8645 | 64.7419 | 63.3129 | 61.5516 | 60.1484 | 59.1161 | 58.3194 | 57.9355 | 57.5968
Oregon - Astoria | Sep | I | Oregon - Astoria-Sep | 52.25 | 52.15 | 52.07 | 51.7067 | 51.92 | 51.87 | 52.8267 | 55.6 | 58.5933 | 61.1 | 63.03 | 64.7133 | 65.8933 | 66.38 | 65.3733 | 64.44 | 62.9067 | 60.62 | 58.14 | 56.6333 | 55.08 | 54.1633 | 53.4267 | 52.7967
Oregon - Astoria | Oct | J | Oregon - Astoria-Oct | 47.6097 | 47.5742 | 47.5194 | 47.4774 | 47.2613 | 47.0355 | 46.8194 | 49.2903 | 51.7355 | 54.2097 | 55.4 | 56.5839 | 57.7968 | 57.5871 | 57.4 | 57.2129 | 55.4065 | 53.6452 | 51.8387 | 50.8613 | 49.9 | 48.9258 | 48.4548 | 47.9903
Oregon - Astoria | Nov | K | Oregon - Astoria-Nov | 45.7067 | 45.5367 | 45.3567 | 45.17 | 45.0367 | 44.89 | 44.74 | 45.9167 | 47.0933 | 48.2767 | 49.3667 | 50.4433 | 51.53 | 51.0933 | 50.6467 | 50.2033 | 49.15 | 48.09 | 47.0433 | 46.7367 | 46.4233 | 46.12 | 45.8133 | 45.56
Oregon - Astoria | Dec | L | Oregon - Astoria-Dec | 41.4484 | 41.3323 | 41.2065 | 41.0935 | 41.1452 | 41.2032 | 41.2484 | 42.1516 | 43.0613 | 43.9742 | 45.2452 | 46.471 | 47.7452 | 47.6387 | 47.5645 | 47.4677 | 46.1065 | 44.7516 | 43.4 | 43.0161 | 42.6645 | 42.2935 | 41.9645 | 41.6452
Oregon - Burns | Jan | A | Oregon - Burns-Jan | 21.3032 | 20.9839 | 20.6581 | 20.3323 | 20.1645 | 20.0194 | 19.8613 | 21.5516 | 23.2419 | 24.9194 | 27.1194 | 29.3 | 31.5065 | 31.7032 | 31.8677 | 32.0645 | 30.129 | 28.2 | 26.2806 | 25.4968 | 24.7419 | 23.9452 | 23.171 | 22.5839
Oregon - Burns | Feb | B | Oregon - Burns-Feb | 28.2571 | 27.8786 | 27.65 | 27.2964 | 26.9643 | 26.6214 | 26.2464 | 28.6107 | 31.0286 | 33.4143 | 35.5107 | 37.5964 | 39.7107 | 39.9821 | 40.1893 | 40.4571 | 38.0893 | 35.7 | 33.3179 | 32.4143 | 31.5321 | 30.6536 | 29.9429 | 29.3571
Oregon - Burns | Mar | C | Oregon - Burns-Mar | 31.9742 | 31.4355 | 30.8645 | 30.271 | 29.8677 | 29.5097 | 29.0935 | 32.4097 | 35.6742 | 38.971 | 41.0645 | 43.1613 | 45.2516 | 45.6097 | 45.9419 | 46.3129 | 43.7903 | 41.2677 | 38.7387 | 37.2968 | 35.8387 | 34.3903 | 33.5 | 32.6387
Oregon - Burns | Apr | D | Oregon - Burns-Apr | 38.0333 | 37.0667 | 36.07 | 35.1067 | 35.2867 | 35.44 | 35.62 | 39.47 | 43.36 | 47.2267 | 49.2533 | 51.2867 | 53.3333 | 54.21 | 55.0933 | 55.98 | 53.6833 | 51.37 | 49.0067 | 46.7633 | 44.5767 | 42.4 | 41.06 | 39.6767
Oregon - Burns | May | E | Oregon - Burns-May | 44.3935 | 43.3194 | 42.2581 | 41.1677 | 42.3387 | 43.471 | 44.6581 | 48.1097 | 51.5548 | 55.0032 | 57.0129 | 59.0484 | 61.0645 | 61.7065 | 62.3258 | 62.9645 | 61.3613 | 59.7645 | 58.1645 | 55.3226 | 52.4968 | 49.7065 | 48.2516 | 46.7839
Oregon - Burns | Jun | F | Oregon - Burns-Jun | 52.3433 | 50.93 | 49.4033 | 47.93 | 49.2233 | 50.5367 | 51.9067 | 55.15 | 58.4333 | 61.6833 | 63.7967 | 65.9467 | 67.8967 | 68.8533 | 69.7433 | 70.64 | 68.91 | 67.1433 | 65.2967 | 63.4767 | 60.41 | 57.0533 | 55.2233 | 53.5167
Oregon - Burns | Jul | G | Oregon - Burns-Jul | 60.729 | 59.6065 | 56.5903 | 55.4097 | 56.4581 | 57.5387 | 58.629 | 62.9613 | 67.3226 | 71.6484 | 74.2323 | 76.7839 | 79.3839 | 79.8581 | 80.3032 | 80.7903 | 79.0774 | 77.3484 | 75.5871 | 72 | 68.429 | 64.8839 | 62.8871 | 60.8871
Oregon - Burns | Aug | H | Oregon - Burns-Aug | 57.9516 | 55.9742 | 56.1419 | 54.5129 | 54.6226 | 54.6903 | 54.7903 | 59.9968 | 65.1806 | 70.3806 | 73.2645 | 76.1548 | 79.0355 | 79.8484 | 80.6516 | 81.4613 | 79.1581 | 76.8226 | 74.5097 | 71.6194 | 68.5097 | 65.2 | 63.2419 | 61.2935
Oregon - Burns | Sep | I | Oregon - Burns-Sep | 49.3167 | 48.1767 | 47.01 | 45.8567 | 45.59 | 45.28 | 45.0233 | 50.6833 | 56.3233 | 62.01 | 64.7567 | 67.4967 | 70.2433 | 70.9067 | 71.5267 | 72.1733 | 68.7667 | 65.36 | 61.8767 | 59.11 | 56.3767 | 53.6767 | 52.0833 | 50.4667
Oregon - Burns | Oct | J | Oregon - Burns-Oct | 39.8548 | 39.171 | 38.4839 | 37.771 | 37.1226 | 36.4548 | 35.7968 | 39.9258 | 44.0226 | 48.1355 | 50.9097 | 53.6484 | 56.4258 | 56.771 | 57.0903 | 57.4484 | 54.1161 | 50.7387 | 47.3645 | 45.7065 | 44.1032 | 42.4935 | 41.4484 | 40.429
Oregon - Burns | Nov | K | Oregon - Burns-Nov | 32.2167 | 32.1733 | 32.1333 | 32.0667 | 31.6167 | 31.1833 | 30.6967 | 33.3867 | 36.0667 | 38.7633 | 40.9033 | 43.0333 | 45.1733 | 44.8067 | 44.43 | 44.0633 | 41.6 | 39.1367 | 36.6633 | 35.7933 | 34.9467 | 34.1 | 33.4067 | 32.7367
Oregon - Burns | Dec | L | Oregon - Burns-Dec | 24.6677 | 24.2871 | 23.9194 | 23.5194 | 23.0871 | 22.6355 | 22.1935 | 24.0032 | 25.7774 | 27.5806 | 29.8871 | 32.1774 | 34.4774 | 34.3484 | 34.2161 | 34.0968 | 32.1161 | 30.1419 | 28.1516 | 27.4452 | 26.7452 | 26.0452 | 25.6194 | 25.1935
Oregon - Eugene | Jan | A | Oregon - Eugene-Jan | 37.8258 | 37.8258 | 37.8032 | 37.7968 | 37.8355 | 37.9032 | 37.9355 | 38.4484 | 38.8677 | 39.3839 | 40.3613 | 41.3903 | 42.3645 | 42.6871 | 42.9839 | 43.3161 | 42.2323 | 41.2387 | 40.1677 | 39.8774 | 39.5839 | 39.2968 | 38.9484 | 38.6484
Oregon - Eugene | Feb | B | Oregon - Eugene-Feb | 40.6179 | 40.5607 | 40.2857 | 40.0929 | 39.5964 | 39.4 | 39.2179 | 39.4393 | 40.75 | 42.5321 | 44.3214 | 45.6643 | 47.1393 | 47.8036 | 48.6357 | 48.4286 | 47.5607 | 45.7071 | 44.425 | 43.4179 | 42.7214 | 42.2929 | 41.3714 | 40.7464
Oregon - Eugene | Mar | C | Oregon - Eugene-Mar | 43.7968 | 43.0065 | 42.1774 | 41.3742 | 41.2323 | 41.071 | 40.9097 | 43.4581 | 46.0065 | 48.5516 | 50.8387 | 53.1548 | 55.4452 | 56.1129 | 56.7613 | 57.4323 | 55.0968 | 52.7935 | 50.4484 | 49.1355 | 47.8774 | 46.5742 | 45.7065 | 44.8645
Oregon - Eugene | Apr | D | Oregon - Eugene-Apr | 43.6467 | 42.79 | 42.1833 | 41.6367 | 41.47 | 41.31 | 43.34 | 45.9767 | 48.2 | 50.1267 | 52.0167 | 54.09 | 55.41 | 56.1133 | 56.8667 | 56.94 | 55.8867 | 53.9633 | 51.01 | 48.43 | 46.8833 | 45.78 | 45.0967 | 44.0733
Oregon - Eugene | May | E | Oregon - Eugene-May | 47.8935 | 47.3129 | 46.7548 | 46.1774 | 47.2194 | 48.2548 | 49.3323 | 51.4032 | 53.4806 | 55.5387 | 57.7355 | 59.8806 | 62.0548 | 62.5258 | 63.0161 | 63.4839 | 61.2419 | 58.9581 | 56.7323 | 54.5355 | 52.329 | 50.1387 | 49.4161 | 48.729
Oregon - Eugene | Jun | F | Oregon - Eugene-Jun | 53.0433 | 52.2867 | 51.5167 | 50.7567 | 52.7433 | 54.74 | 56.7533 | 59.6133 | 62.51 | 65.3667 | 67.31 | 69.2133 | 71.1533 | 71.7267 | 72.2833 | 72.8567 | 70.9833 | 69.0933 | 67.13 | 63.64 | 60.1633 | 56.76 | 55.5133 | 54.32
Oregon - Eugene | Jul | G | Oregon - Eugene-Jul | 58.6258 | 57.6 | 54.7097 | 53.6645 | 55.2097 | 56.7355 | 58.2935 | 61.3871 | 64.5419 | 67.629 | 70.1871 | 72.7677 | 75.3355 | 76.6387 | 77.9774 | 79.2774 | 77.6323 | 75.9194 | 74.2129 | 70.1 | 66.0065 | 61.9742 | 60.2226 | 58.5
Oregon - Eugene | Aug | H | Oregon - Eugene-Aug | 54.6452 | 53.6129 | 54.3323 | 53.271 | 54.5032 | 55.7258 | 56.9935 | 61.1065 | 65.2355 | 69.3548 | 72.3581 | 75.3903 | 78.4 | 79.7774 | 81.2258 | 82.5903 | 79.7323 | 76.8903 | 73.9581 | 70.0097 | 66.1452 | 62.2645 | 60.2516 | 58.2903
Oregon - Eugene | Sep | I | Oregon - Eugene-Sep | 52.9467 | 52.11 | 51.28 | 50.4167 | 50.91 | 51.36 | 51.8533 | 55.6967 | 59.5533 | 63.3933 | 66.7667 | 70.1567 | 73.52 | 74.3633 | 75.1933 | 76.05 | 72.0267 | 67.9633 | 63.8867 | 61.5267 | 59.21 | 56.9 | 55.5733 | 54.2633
Oregon - Eugene | Oct | J | Oregon - Eugene-Oct | 47.7323 | 46.4645 | 45.8774 | 45.2806 | 45.4097 | 45.071 | 44.9419 | 47.3935 | 51.0677 | 54.6323 | 58.2387 | 61.3452 | 63.6742 | 65.829 | 67.0806 | 66.6065 | 63.7452 | 58.8645 | 55.8516 | 53.7871 | 52 | 50.8097 | 49.7484 | 48.7871
Oregon - Eugene | Nov | K | Oregon - Eugene-Nov | 41.5567 | 41.2133 | 40.85 | 40.5067 | 40.2967 | 40.0767 | 39.87 | 41.5 | 43.11 | 44.7367 | 46.1167 | 47.39 | 48.76 | 48.6133 | 48.4433 | 48.31 | 46.96 | 45.67 | 44.2867 | 43.77 | 43.2 | 42.67 | 42.2067 | 41.7567
Oregon - Eugene | Dec | L | Oregon - Eugene-Dec | 39.8419 | 39.8677 | 39.9613 | 40 | 39.871 | 39.829 | 39.7032 | 40.6258 | 41.4839 | 42.4 | 44.0065 | 45.571 | 47.1806 | 47.2194 | 47.2452 | 47.2903 | 45.5968 | 43.9226 | 42.2258 | 41.9548 | 41.7 | 41.429 | 40.9935 | 40.5484
Oregon - Medford | Jan | A | Oregon - Medford-Jan | 32.9419 | 32.7 | 32.4742 | 32.2355 | 32.2419 | 32.2194 | 32.2226 | 33.0323 | 33.7742 | 34.5968 | 36.7903 | 39 | 41.2 | 42.0065 | 42.8065 | 43.6065 | 41.371 | 39.1677 | 36.9065 | 36.0839 | 35.2581 | 34.4645 | 33.9613 | 33.5129
Oregon - Medford | Feb | B | Oregon - Medford-Feb | 34.8571 | 33.8036 | 33.6214 | 33.0036 | 32.7786 | 32.7107 | 32.7429 | 33.5964 | 35.7929 | 38.5893 | 42.1357 | 44.8429 | 47.2179 | 48.575 | 49.4464 | 49.8393 | 47.975 | 44.5714 | 42.2821 | 40.6929 | 39.1929 | 38.5286 | 36.9571 | 35.5679
Oregon - Medford | Mar | C | Oregon - Medford-Mar | 38.7484 | 38.1 | 37.4613 | 37.2516 | 36.6129 | 36.1677 | 36.4161 | 38.6806 | 41.3613 | 44.4387 | 47.5452 | 49.8484 | 51.6613 | 52.9 | 53.3419 | 53.7935 | 52.9161 | 50.2258 | 47.029 | 45.0613 | 43.929 | 42.1581 | 40.9871 | 40.1065
Oregon - Medford | Apr | D | Oregon - Medford-Apr | 44.49 | 43.59 | 42.5833 | 41.86 | 41.24 | 41.1033 | 42.54 | 45.47 | 49.0033 | 51.7267 | 54.9533 | 57.0067 | 59.04 | 61.0433 | 61.9867 | 62.5967 | 61.8567 | 59.8267 | 56.26 | 52.6033 | 50.5133 | 48.7133 | 47.3733 | 45.5533
Oregon - Medford | May | E | Oregon - Medford-May | 49.1806 | 47.9871 | 46.8258 | 45.6387 | 46.929 | 48.2226 | 49.5452 | 52.9355 | 56.2935 | 59.6839 | 62.5516 | 65.3677 | 68.2323 | 68.8419 | 69.4258 | 70.0452 | 67.9129 | 65.7839 | 63.5871 | 60.6355 | 57.7516 | 54.8226 | 53.1 | 51.4
Oregon - Medford | Jun | F | Oregon - Medford-Jun | 56.6667 | 55.19 | 53.7967 | 52.1433 | 51.43 | 54.2433 | 57.3933 | 60.96 | 64.4433 | 68.01 | 70.9767 | 73.6033 | 76.1233 | 77.4433 | 78.2333 | 78.2033 | 77.0933 | 75.1367 | 71.5867 | 66.5467 | 63.2 | 61.0633 | 59.6867 | 57.8667
Oregon - Medford | Jul | G | Oregon - Medford-Jul | 63.4774 | 61.4581 | 57.4387 | 55.4613 | 57.771 | 60.1129 | 62.4419 | 66.5581 | 70.6903 | 74.8 | 78.4806 | 82.1839 | 85.8613 | 87.3129 | 88.8161 | 90.2677 | 87.7677 | 85.3097 | 82.7387 | 78.1548 | 73.5742 | 69.0387 | 66.571 | 64.1323
Oregon - Medford | Aug | H | Oregon - Medford-Aug | 58.371 | 56.8065 | 57.2226 | 55.5452 | 57.0032 | 58.4581 | 59.9548 | 64.6871 | 69.4226 | 74.1484 | 78.2226 | 82.2871 | 86.3645 | 87.5871 | 88.8032 | 90.0355 | 86.4258 | 82.8161 | 79.1065 | 75.0355 | 71.0129 | 67.0419 | 64.7065 | 62.4065
Oregon - Medford | Sep | I | Oregon - Medford-Sep | 56.57 | 54.71 | 53.7533 | 52.77 | 51.5367 | 50.3667 | 53.3167 | 57.8967 | 62.13 | 66.58 | 71.5567 | 75.5333 | 78.66 | 81.2067 | 81.8933 | 81.1733 | 79.88 | 76.17 | 70.59 | 66.21 | 63.8333 | 61.6933 | 59.7233 | 57.74
Oregon - Medford | Oct | J | Oregon - Medford-Oct | 43.2129 | 42.2355 | 41.2258 | 40.2226 | 40.0452 | 39.9419 | 39.771 | 43.6355 | 47.4903 | 51.371 | 55.2581 | 59.1613 | 63.0516 | 63.9129 | 64.7839 | 65.6387 | 61.6258 | 57.6194 | 53.5871 | 51.3161 | 49.1129 | 46.8839 | 45.5968 | 44.2806
Oregon - Medford | Nov | K | Oregon - Medford-Nov | 39.9433 | 39.7433 | 39.35 | 38.9 | 38.91 | 38.8833 | 38.8967 | 39.8267 | 41.12 | 42.7867 | 44.9233 | 47.07 | 48.8767 | 50.4367 | 51.4667 | 51.03 | 48.4467 | 45.6967 | 44.4067 | 43.0733 | 42.04 | 41.6567 | 40.9733 | 40.1033
Oregon - Medford | Dec | L | Oregon - Medford-Dec | 35.5161 | 35.3 | 35.1097 | 34.8935 | 34.7097 | 34.5613 | 34.3548 | 35.1419 | 35.8806 | 36.6613 | 38.129 | 39.6226 | 41.0968 | 41.5097 | 41.8871 | 42.3065 | 40.8968 | 39.5097 | 38.1065 | 37.529 | 36.971 | 36.3806 | 36.0452 | 35.6968
Oregon - North Bend | Jan | A | Oregon - North Bend-Jan | 43.1677 | 42.8903 | 42.6613 | 42.4065 | 42.3194 | 42.2806 | 42.1968 | 43.2484 | 44.2903 | 45.3484 | 46.7903 | 48.229 | 49.6742 | 49.6548 | 49.6065 | 49.5645 | 48.3645 | 47.1516 | 45.9806 | 45.5129 | 45.0484 | 44.6065 | 44.2581 | 43.9484
Oregon - North Bend | Feb | B | Oregon - North Bend-Feb | 44.5321 | 44.25 | 43.7643 | 43.5393 | 43.3357 | 43.025 | 42.4321 | 42.8821 | 45.1714 | 47.8536 | 50.4321 | 52.2786 | 53.1893 | 53.8 | 53.2714 | 52.5857 | 51.0571 | 49.7107 | 48.6929 | 47.0679 | 46.2464 | 45.9857 | 45.3036 | 44.7821
Oregon - North Bend | Mar | C | Oregon - North Bend-Mar | 43.8452 | 43.4161 | 43.0355 | 42.5871 | 42.2903 | 42.0226 | 41.7129 | 43.8355 | 45.971 | 48.1032 | 49.4839 | 50.871 | 52.2645 | 51.8065 | 51.4032 | 50.9484 | 49.7581 | 48.5065 | 47.2806 | 46.6097 | 45.9419 | 45.271 | 44.7226 | 44.2419
Oregon - North Bend | Apr | D | Oregon - North Bend-Apr | 46.63 | 46.22 | 45.8433 | 45.4167 | 45.6667 | 45.8567 | 46.0933 | 48.69 | 51.2633 | 53.8533 | 54.8233 | 55.7733 | 56.7367 | 56.2367 | 55.72 | 55.22 | 53.7767 | 52.3633 | 50.8767 | 49.92 | 49.0133 | 48.0767 | 47.6033 | 47.18
Oregon - North Bend | May | E | Oregon - North Bend-May | 49.5774 | 49.2387 | 48.9452 | 48.5935 | 49.1 | 49.6032 | 50.1258 | 52.0581 | 53.9968 | 55.9226 | 56.5129 | 57.1323 | 57.7065 | 57.5065 | 57.329 | 57.1194 | 56.0161 | 54.9323 | 53.8194 | 53.0355 | 52.2935 | 51.5387 | 50.9742 | 50.4742
Oregon - North Bend | Jun | F | Oregon - North Bend-Jun | 52.1 | 51.7067 | 51.35 | 50.9433 | 51.6567 | 52.3367 | 53.0967 | 54.9333 | 56.7967 | 58.6533 | 59.4233 | 60.14 | 60.9233 | 60.5433 | 60.23 | 59.8667 | 58.7033 | 57.51 | 56.3133 | 55.38 | 54.4433 | 53.5433 | 52.9833 | 52.4733
Oregon - North Bend | Jul | G | Oregon - North Bend-Jul | 56.329 | 55.8742 | 53.6677 | 53.2032 | 54.0935 | 55.0161 | 55.9065 | 58.2968 | 60.6839 | 63.0742 | 63.8419 | 64.6097 | 65.3839 | 65.0258 | 64.729 | 64.3613 | 63.0387 | 61.7355 | 60.4 | 59.1452 | 57.929 | 56.7032 | 56.0129 | 55.3419
Oregon - North Bend | Aug | H | Oregon - North Bend-Aug | 53.929 | 53.5452 | 54.9839 | 54.5839 | 54.929 | 55.2194 | 55.5484 | 57.9 | 60.2258 | 62.5903 | 63.7387 | 64.9387 | 66.0903 | 65.7548 | 65.4774 | 65.1161 | 63.4194 | 61.6774 | 59.9484 | 59.0387 | 58.1258 | 57.2097 | 56.7226 | 56.2581
Oregon - North Bend | Sep | I | Oregon - North Bend-Sep | 53.8633 | 53.4833 | 53.1567 | 52.7833 | 53.0633 | 53.3567 | 53.6333 | 56.24 | 58.81 | 61.4067 | 62.36 | 63.29 | 64.2267 | 63.62 | 63.03 | 62.4267 | 60.7933 | 59.1567 | 57.5067 | 56.8 | 56.1367 | 55.4533 | 54.86 | 54.2733
Oregon - North Bend | Oct | J | Oregon - North Bend-Oct | 50.971 | 50.7645 | 50.5871 | 50.3548 | 50.0935 | 49.8935 | 49.6581 | 51.8065 | 53.9419 | 56.0839 | 57.4742 | 58.8258 | 60.2097 | 59.6774 | 59.1839 | 58.6452 | 57.2097 | 55.7484 | 54.2935 | 53.4806 | 52.6806 | 51.8645 | 51.4903 | 51.1613
Oregon - North Bend | Nov | K | Oregon - North Bend-Nov | 47.49 | 47.1233 | 46.8167 | 46.6233 | 47.14 | 46.85 | 47.08 | 47.48 | 49.39 | 51.46 | 53.4333 | 54.9367 | 55.8933 | 55.9867 | 55.6667 | 54.1767 | 52.62 | 51.2767 | 49.57 | 48.6067 | 48.0867 | 47.5967 | 47.5467 | 47.61
Oregon - North Bend | Dec | L | Oregon - North Bend-Dec | 43.2548 | 43.3355 | 43.4452 | 43.5226 | 43.4613 | 43.4258 | 43.3774 | 44.0645 | 44.7065 | 45.3968 | 46.9419 | 48.4581 | 50 | 49.6742 | 49.3935 | 49.0613 | 47.5516 | 46.0452 | 44.5355 | 44.0484 | 43.5452 | 43.0484 | 42.971 | 42.9194
Pacific Islands - Guam | Jan | A | Pacific Islands - Guam-Jan | 73.9323 | 73.7484 | 73.5839 | 73.3645 | 73.3419 | 73.2806 | 73.2387 | 75.5258 | 77.7903 | 80.0871 | 80.5774 | 81.0129 | 81.5032 | 81.0903 | 80.7452 | 80.3516 | 78.8032 | 77.3032 | 75.7484 | 75.4548 | 75.1452 | 74.8419 | 74.529 | 74.2161
Pacific Islands - Guam | Feb | B | Pacific Islands - Guam-Feb | 75.4964 | 75.3607 | 75.225 | 75.0786 | 75.0964 | 75.0893 | 75.0607 | 76.8571 | 78.65 | 80.4393 | 80.9 | 81.2857 | 81.7571 | 81.3964 | 81.0607 | 80.6857 | 79.3429 | 77.9643 | 76.6214 | 76.4107 | 76.2214 | 76.0071 | 75.8607 | 75.7214
Pacific Islands - Guam | Mar | C | Pacific Islands - Guam-Mar | 75.7161 | 75.3387 | 75.2065 | 75.0613 | 75.0548 | 74.9194 | 75.2065 | 77.4677 | 79.4484 | 81.0355 | 81.6903 | 82.2871 | 82.929 | 82.4742 | 82.0548 | 81.5742 | 80.1742 | 78.6806 | 77.271 | 76.9 | 76.5774 | 76.2065 | 76.0097 | 75.9032
Pacific Islands - Guam | Apr | D | Pacific Islands - Guam-Apr | 76.29 | 76 | 75.8033 | 75.6567 | 75.79 | 75.78 | 76.5967 | 78.9033 | 80.5633 | 81.8567 | 82.25 | 82.5167 | 82.8667 | 82.6133 | 82.3467 | 82.04 | 80.7333 | 79.3067 | 77.9633 | 77.54 | 77.1733 | 76.79 | 76.5933 | 76.2867
Pacific Islands - Guam | May | E | Pacific Islands - Guam-May | 77.5806 | 77.429 | 77.2645 | 77.0935 | 77.2548 | 77.4 | 78.4452 | 80.3806 | 81.7677 | 83.0903 | 83.6323 | 84.1097 | 84.6032 | 84.3097 | 84.0355 | 83.7065 | 82.329 | 80.8645 | 79.4806 | 79.0935 | 78.7871 | 78.4581 | 78.1484 | 77.9742
Pacific Islands - Guam | Jun | F | Pacific Islands - Guam-Jun | 76.9633 | 76.6267 | 76.3733 | 76.0067 | 76.1867 | 76.3667 | 77.9 | 80.44 | 81.9533 | 83.29 | 83.84 | 84.36 | 84.8933 | 84.48 | 84.08 | 83.6367 | 82.2833 | 80.8967 | 79.5433 | 78.7667 | 78.1533 | 77.4267 | 77.2367 | 77.04
Pacific Islands - Guam | Jul | G | Pacific Islands - Guam-Jul | 78.5194 | 78.3032 | 75.5839 | 75.3516 | 75.5484 | 75.5355 | 76.9484 | 79.8871 | 81.9194 | 83.4806 | 83.6806 | 83.8065 | 84.0065 | 83.6581 | 83.3645 | 83.0194 | 81.8258 | 80.6194 | 79.4419 | 78.6806 | 77.9774 | 77.2387 | 77.0258 | 76.5516
Pacific Islands - Guam | Aug | H | Pacific Islands - Guam-Aug | 72.6968 | 72.5097 | 74.7484 | 74.5548 | 74.5613 | 74.5484 | 75.6452 | 78.7774 | 81.0355 | 82.7903 | 82.7935 | 82.7806 | 82.7613 | 82.6774 | 82.5097 | 82.3968 | 81.1839 | 79.9677 | 78.7452 | 77.8581 | 77.029 | 76.1839 | 75.7419 | 75.5065
Pacific Islands - Guam | Sep | I | Pacific Islands - Guam-Sep | 76.0833 | 75.8833 | 75.8367 | 75.41 | 75.5633 | 75.71 | 76.45 | 78.9467 | 81.01 | 82.34 | 82.9433 | 83.4733 | 84.0567 | 83.5667 | 83.0667 | 82.55 | 81.2667 | 79.9533 | 78.6633 | 78.0767 | 77.6033 | 77.0467 | 76.8333 | 76.63
Pacific Islands - Guam | Oct | J | Pacific Islands - Guam-Oct | 76.6032 | 76.4419 | 76.2677 | 76.0774 | 76.2419 | 76.2419 | 76.9323 | 79.6387 | 81.3677 | 82.8774 | 83.1903 | 83.4226 | 83.7 | 83.2613 | 82.8774 | 82.3968 | 80.9677 | 79.5161 | 78.0871 | 77.7935 | 77.5871 | 77.3226 | 77.1355 | 76.7968
Pacific Islands - Guam | Nov | K | Pacific Islands - Guam-Nov | 76.2933 | 75.98 | 75.8233 | 75.8033 | 75.8 | 75.78 | 76.2333 | 78.7733 | 80.42 | 81.7433 | 82.0833 | 82.37 | 82.6567 | 82.2833 | 81.9633 | 81.54 | 80.1933 | 78.7067 | 77.3933 | 77.2033 | 77.05 | 76.8867 | 76.7033 | 76.3567
Pacific Islands - Guam | Dec | L | Pacific Islands - Guam-Dec | 76.0968 | 75.9323 | 75.7871 | 75.7806 | 75.5903 | 75.7645 | 75.9032 | 77.6581 | 79.3581 | 80.6355 | 81.1419 | 81.5774 | 82.0935 | 81.7968 | 81.5323 | 81.2226 | 79.9452 | 78.5935 | 77.3129 | 77.0194 | 76.7677 | 76.4806 | 76.3194 | 76.1516
Pennsylvania - Allentown | Jan | A | Pennsylvania - Allentown-Jan | 25.4548 | 25.2065 | 24.9806 | 24.7484 | 24.5387 | 24.3129 | 24.1129 | 25.3194 | 26.471 | 27.6645 | 29.1226 | 30.5452 | 31.9871 | 31.9613 | 31.9645 | 31.9323 | 30.7645 | 29.6065 | 28.3903 | 27.8613 | 27.4065 | 26.9194 | 26.3097 | 25.7645
Pennsylvania - Allentown | Feb | B | Pennsylvania - Allentown-Feb | 25.6107 | 25.4857 | 25.375 | 25.2571 | 24.7071 | 24.1143 | 23.5393 | 25.1893 | 26.8786 | 28.5321 | 30.05 | 31.5429 | 33.0536 | 33.3964 | 33.6607 | 33.9679 | 32.8607 | 31.7036 | 30.6107 | 29.7857 | 29.0321 | 28.1857 | 27.5214 | 26.9286
Pennsylvania - Allentown | Mar | C | Pennsylvania - Allentown-Mar | 34.3903 | 33.5581 | 32.7484 | 31.9032 | 31.8581 | 31.8097 | 31.7419 | 34.1839 | 36.6581 | 39.1032 | 41.1323 | 43.1839 | 45.2258 | 45.729 | 46.2419 | 46.7419 | 44.6581 | 42.5645 | 40.4484 | 39.1161 | 37.7645 | 36.4484 | 35.6161 | 34.8194
Pennsylvania - Allentown | Apr | D | Pennsylvania - Allentown-Apr | 42.01 | 41.38 | 40.7833 | 40.15 | 40.5067 | 40.8067 | 41.1567 | 44.0133 | 46.8667 | 49.7167 | 51.5833 | 53.3867 | 55.2667 | 55.8 | 56.34 | 56.8833 | 55.2567 | 53.63 | 51.9433 | 49.9767 | 48.0633 | 46.17 | 45.0533 | 43.9667
Pennsylvania - Allentown | May | E | Pennsylvania - Allentown-May | 57.0871 | 56.3774 | 55.5065 | 54.7323 | 54.1581 | 54.5742 | 57.0935 | 60.3581 | 63.0968 | 66.1935 | 68.1968 | 70.4032 | 71.829 | 72.7065 | 73.2871 | 72.7516 | 71.271 | 70.1161 | 67.9129 | 65.1258 | 63.3516 | 61.7097 | 59.9484 | 58.629
Pennsylvania - Allentown | Jun | F | Pennsylvania - Allentown-Jun | 61.9367 | 61.0167 | 60.0833 | 59.14 | 60.44 | 61.7167 | 63.06 | 65.74 | 68.3967 | 71.0733 | 72.2233 | 73.4133 | 74.5667 | 74.83 | 75.08 | 75.3433 | 74.0967 | 72.83 | 71.5167 | 69.5433 | 67.6133 | 65.6967 | 64.4633 | 63.2367
Pennsylvania - Allentown | Jul | G | Pennsylvania - Allentown-Jul | 69.7806 | 68.8677 | 65.6742 | 65.1226 | 64.4355 | 65.3677 | 67.5742 | 70.5323 | 72.9871 | 75.7774 | 77.8419 | 78.9581 | 79.5194 | 80.5097 | 81.4484 | 81.5742 | 80.3419 | 78.8452 | 76.8871 | 74.8032 | 73.1548 | 71.4419 | 70.4194 | 68.8613
Pennsylvania - Allentown | Aug | H | Pennsylvania - Allentown-Aug | 64.1806 | 63.3581 | 64.9355 | 64.5516 | 64.0581 | 64.4065 | 66.0258 | 69.2097 | 71.8355 | 74.3871 | 76.1226 | 77.3355 | 78.4226 | 79.7032 | 79.9903 | 79.7774 | 79.0323 | 77.3677 | 74.5548 | 71.8935 | 70.1 | 68.8935 | 67.8581 | 66.7613
Pennsylvania - Allentown | Sep | I | Pennsylvania - Allentown-Sep | 57.4933 | 56.7933 | 56.1467 | 55.4367 | 55.85 | 56.2333 | 56.69 | 59.99 | 63.2833 | 66.5933 | 68.47 | 70.3 | 72.18 | 72.42 | 72.5967 | 72.8367 | 70.47 | 68.1233 | 65.82 | 64.3667 | 62.9 | 61.4433 | 60.2033 | 58.9167
Pennsylvania - Allentown | Oct | J | Pennsylvania - Allentown-Oct | 50.0258 | 49.1387 | 48.3065 | 47.571 | 47.2968 | 46.8742 | 47.2774 | 50.1871 | 53.8323 | 56.4484 | 59.1935 | 60.9645 | 62.2742 | 62.8516 | 62.7677 | 62.0323 | 60.1968 | 57.6839 | 55.829 | 54.3194 | 53.0935 | 51.8355 | 50.4645 | 49.7161
Pennsylvania - Allentown | Nov | K | Pennsylvania - Allentown-Nov | 41.5733 | 41.2767 | 40.8267 | 40.1667 | 40.1833 | 39.85 | 39.64 | 41.1333 | 43.45 | 45.41 | 47.4733 | 49.2733 | 50.45 | 51.1633 | 51.3933 | 50.2533 | 48.08 | 46.44 | 45.06 | 43.93 | 43.4333 | 42.9267 | 42.41 | 41.6767
Pennsylvania - Allentown | Dec | L | Pennsylvania - Allentown-Dec | 27.8613 | 27.6613 | 27.6613 | 26.6613 | 26.4774 | 26.7258 | 26.1839 | 26.0935 | 28.0677 | 29.5677 | 31.1677 | 32.6645 | 33.8419 | 34.1032 | 34.2581 | 33.5097 | 31.929 | 31.4452 | 30.7258 | 30.3032 | 29.6548 | 28.8871 | 28.8742 | 28.4129
Pennsylvania - Bradford | Jan | A | Pennsylvania - Bradford-Jan | 16.7419 | 16.7258 | 16.671 | 16.6484 | 16.4226 | 16.2226 | 16 | 16.2677 | 16.5419 | 16.8323 | 17.8774 | 18.9323 | 19.9742 | 20.1161 | 20.2516 | 20.3935 | 19.629 | 18.9 | 18.1935 | 17.9226 | 17.6452 | 17.3903 | 17.0903 | 16.8452
Pennsylvania - Bradford | Feb | B | Pennsylvania - Bradford-Feb | 17.6643 | 17.5071 | 17.3679 | 17.2107 | 16.9321 | 16.6821 | 16.3786 | 17.25 | 18.0643 | 18.9179 | 20.4321 | 21.9714 | 23.475 | 23.7393 | 23.9929 | 24.2429 | 22.9214 | 21.6357 | 20.25 | 19.6 | 18.9429 | 18.2929 | 17.9464 | 17.6321
Pennsylvania - Bradford | Mar | C | Pennsylvania - Bradford-Mar | 28.271 | 27.9129 | 27.6194 | 27.2484 | 26.9548 | 26.7 | 26.4032 | 28.2935 | 30.1677 | 32.0613 | 33.8806 | 35.6677 | 37.5 | 37.8226 | 38.1387 | 38.4387 | 36.9774 | 35.5 | 33.9387 | 32.8516 | 31.8484 | 30.8065 | 30.329 | 29.9097
Pennsylvania - Bradford | Apr | D | Pennsylvania - Bradford-Apr | 40.3167 | 39.4467 | 38.5933 | 37.71 | 37.9167 | 38.1333 | 38.3233 | 41.1233 | 43.9267 | 46.7233 | 47.99 | 49.23 | 50.4867 | 50.9233 | 51.3667 | 51.8233 | 50.4133 | 49.0167 | 47.5733 | 45.71 | 43.9067 | 42.04 | 41.5267 | 41.12
Pennsylvania - Bradford | May | E | Pennsylvania - Bradford-May | 45.9613 | 45.2677 | 44.5903 | 43.8774 | 45.4806 | 47.0516 | 48.6516 | 51.5194 | 54.4161 | 57.3129 | 58.8 | 60.3161 | 61.8 | 61.7839 | 61.7677 | 61.7452 | 60.3387 | 58.9548 | 57.5097 | 54.8903 | 52.2806 | 49.7226 | 48.5161 | 47.2581
Pennsylvania - Bradford | Jun | F | Pennsylvania - Bradford-Jun | 54.3233 | 53.4833 | 52.6433 | 51.7933 | 53.49 | 55.1933 | 56.8933 | 59.54 | 62.1467 | 64.7867 | 66.19 | 67.6533 | 69.0667 | 69.33 | 69.5833 | 69.84 | 68.43 | 67.0267 | 65.55 | 62.59 | 59.66 | 56.77 | 55.9267 | 55.0767
Pennsylvania - Bradford | Jul | G | Pennsylvania - Bradford-Jul | 57.9097 | 57.4097 | 54.9645 | 54.5 | 55.6871 | 56.8548 | 58.0581 | 61.1452 | 64.2 | 67.2968 | 68.7968 | 70.3613 | 71.8581 | 71.9258 | 71.9677 | 72.0387 | 70.6871 | 69.3548 | 67.9613 | 65.1516 | 62.2935 | 59.4968 | 58.4032 | 57.3258
Pennsylvania - Bradford | Aug | H | Pennsylvania - Bradford-Aug | 56.2871 | 55.4903 | 56.5129 | 56.3548 | 55.6419 | 55.7484 | 58.3194 | 61.5258 | 64.9968 | 67.3645 | 69.2903 | 71.2903 | 72.1161 | 72.9903 | 72.8903 | 72.7774 | 72.1484 | 70.3548 | 67.6 | 63.7161 | 62.171 | 60.6129 | 60.0452 | 59.1097
Pennsylvania - Bradford | Sep | I | Pennsylvania - Bradford-Sep | 53.5467 | 53.1967 | 52.78 | 52.3933 | 52.03 | 51.2833 | 51.5467 | 54.3967 | 57.2833 | 60.1333 | 62.25 | 63.7867 | 65.08 | 65.9567 | 66.0567 | 65.7333 | 64.6933 | 62.0267 | 58.4433 | 56.7033 | 55.5433 | 54.58 | 54.03 | 53.7333
Pennsylvania - Bradford | Oct | J | Pennsylvania - Bradford-Oct | 40.5516 | 40.029 | 39.5742 | 39.0677 | 39.0548 | 39.0645 | 39.0613 | 41.5516 | 44.029 | 46.5323 | 48.1903 | 49.8097 | 51.4613 | 51.3484 | 51.2129 | 51.0903 | 49.1387 | 47.1452 | 45.1871 | 44.1903 | 43.2419 | 42.2194 | 41.5194 | 40.8516
Pennsylvania - Bradford | Nov | K | Pennsylvania - Bradford-Nov | 35.75 | 35.6133 | 35.32 | 34.97 | 34.5133 | 34.74 | 34.1567 | 34.3533 | 35.9167 | 37.7667 | 38.7633 | 39.9267 | 41.2033 | 41.7767 | 42.1867 | 41.52 | 40.31 | 38.8533 | 37.91 | 37.3567 | 37.0133 | 36.23 | 35.97 | 35.7133
Pennsylvania - Bradford | Dec | L | Pennsylvania - Bradford-Dec | 21.2903 | 20.8032 | 20.3387 | 19.8226 | 19.8129 | 19.7839 | 19.7516 | 20.4581 | 21.1613 | 21.8903 | 22.7774 | 23.6774 | 24.5774 | 24.6645 | 24.7548 | 24.8355 | 24.3742 | 23.9065 | 23.4323 | 23.0387 | 22.6645 | 22.2484 | 21.7258 | 21.1871
Pennsylvania - Erie | Jan | A | Pennsylvania - Erie-Jan | 22.7484 | 22.471 | 22.2226 | 21.9452 | 21.7645 | 21.5774 | 21.3871 | 21.871 | 22.3516 | 22.8355 | 23.8 | 24.7419 | 25.7097 | 25.6452 | 25.5677 | 25.4871 | 24.8839 | 24.3516 | 23.7419 | 23.1677 | 22.6194 | 22.0516 | 21.9032 | 21.7742
Pennsylvania - Erie | Feb | B | Pennsylvania - Erie-Feb | 23.4214 | 23.3321 | 23.5607 | 23.5786 | 23.6536 | 23.3536 | 23.0643 | 23.2286 | 24.0964 | 25.5036 | 26.6429 | 27.5607 | 27.1036 | 27.5929 | 27.7107 | 27.2643 | 26.175 | 25.1857 | 24.8429 | 24.2071 | 23.725 | 23.975 | 23.85 | 23.6536
Pennsylvania - Erie | Mar | C | Pennsylvania - Erie-Mar | 31.9387 | 31.6935 | 31.4645 | 31.1806 | 31.2258 | 31.2935 | 31.3323 | 32.6129 | 33.9032 | 35.1774 | 36.2 | 37.1871 | 38.2065 | 38.4548 | 38.6903 | 38.9323 | 37.5194 | 36.1839 | 34.7 | 34.4839 | 34.2613 | 34.0161 | 33.6 | 33.2645
Pennsylvania - Erie | Apr | D | Pennsylvania - Erie-Apr | 42.14 | 41.5667 | 41.01 | 40.4233 | 40.89 | 41.3133 | 41.8333 | 44.12 | 46.41 | 48.7 | 48.9533 | 49.1567 | 49.4133 | 49.37 | 49.3367 | 49.3 | 48.1533 | 46.98 | 45.7267 | 45.0533 | 44.3467 | 43.7 | 43.3 | 42.9733
Pennsylvania - Erie | May | E | Pennsylvania - Erie-May | 50.671 | 50.0129 | 49.4065 | 48.7677 | 49.8323 | 50.8935 | 51.9774 | 54.3323 | 56.6645 | 59.0258 | 59.9129 | 60.7677 | 61.6484 | 61.9065 | 62.1774 | 62.4323 | 60.9387 | 59.4226 | 57.8871 | 56.3452 | 54.8129 | 53.3355 | 52.4258 | 51.5516
Pennsylvania - Erie | Jun | F | Pennsylvania - Erie-Jun | 59.76 | 59.7233 | 58.9467 | 58.8867 | 58.5133 | 59.55 | 61.9867 | 65.2333 | 66.9733 | 67.9267 | 68.9167 | 69.1333 | 68.6067 | 68.8067 | 69.2767 | 69.95 | 69.4767 | 69.07 | 68.21 | 65.9367 | 63.0167 | 61.88 | 61.2567 | 60.4867
Pennsylvania - Erie | Jul | G | Pennsylvania - Erie-Jul | 67.0581 | 66.3097 | 63.4452 | 62.7258 | 64.0161 | 65.3065 | 66.6484 | 69.0871 | 71.5065 | 73.9452 | 74.1839 | 74.4258 | 74.6516 | 75.1226 | 75.5613 | 76.029 | 75.1645 | 74.3161 | 73.4161 | 71.4355 | 69.4774 | 67.4968 | 66.6903 | 65.9226
Pennsylvania - Erie | Aug | H | Pennsylvania - Erie-Aug | 62.7323 | 62.4516 | 63.9935 | 63.4645 | 62.9 | 62.6645 | 64.4452 | 67.7581 | 71.1065 | 73.7581 | 75.0387 | 75.5129 | 75.4226 | 75.6194 | 75.5548 | 74.8258 | 74.8258 | 74.1742 | 72.2226 | 70.2935 | 68.6935 | 67.5129 | 66.6839 | 65.6226
Pennsylvania - Erie | Sep | I | Pennsylvania - Erie-Sep | 59.5733 | 58.94 | 58.7467 | 58.3733 | 58.04 | 57.7167 | 58.1 | 60.6867 | 63.51 | 65.63 | 67.4333 | 68.28 | 69.1933 | 69.57 | 69.0833 | 68.5333 | 67.51 | 66.2867 | 63.9167 | 62.1033 | 61.4033 | 60.6533 | 60.0333 | 59.6567
Pennsylvania - Erie | Oct | J | Pennsylvania - Erie-Oct | 49.8903 | 49.4871 | 49.1226 | 48.7581 | 48.5226 | 48.3161 | 48.0806 | 49.9452 | 51.8032 | 53.6613 | 54.9 | 56.1226 | 57.3452 | 57.2871 | 57.2 | 57.1226 | 55.5419 | 53.9581 | 52.4032 | 52.0419 | 51.6968 | 51.3419 | 50.8806 | 50.4258
Pennsylvania - Erie | Nov | K | Pennsylvania - Erie-Nov | 39.5067 | 39.1867 | 39.21 | 38.99 | 38.9267 | 38.77 | 38.2967 | 38.53 | 39.6 | 41.3467 | 42.4067 | 43.25 | 43.6333 | 44.13 | 43.5067 | 42.7433 | 41.44 | 39.9167 | 39.3933 | 39.0567 | 39.0033 | 38.9467 | 38.8167 | 38.7
Pennsylvania - Erie | Dec | L | Pennsylvania - Erie-Dec | 30.3065 | 29.9968 | 29.6935 | 29.2677 | 29.2387 | 28.829 | 28.8871 | 28.9935 | 29.6645 | 30.6452 | 31.7419 | 32.8065 | 33.4419 | 33.7161 | 33.9774 | 33.4452 | 32.6742 | 32.1516 | 32.1548 | 31.729 | 31.3484 | 31.3065 | 31.1097 | 30.6355
Pennsylvania - Harrisburg | Jan | A | Pennsylvania - Harrisburg-Jan | 27.9355 | 26.7548 | 26.5645 | 26.2968 | 26.129 | 25.9935 | 25.6968 | 25.4419 | 28.2161 | 30.271 | 32.5677 | 34.3903 | 35.6903 | 36.6806 | 36.6129 | 36.3258 | 34.6645 | 32.2194 | 31.1129 | 30.1806 | 29.6452 | 29.1806 | 28.5323 | 28.3355
Pennsylvania - Harrisburg | Feb | B | Pennsylvania - Harrisburg-Feb | 29.2857 | 28.7143 | 28.1179 | 27.5321 | 27.575 | 27.6286 | 27.6714 | 28.6643 | 29.6679 | 30.6786 | 32.3571 | 34.1 | 35.7929 | 36.5393 | 37.2321 | 37.975 | 36.9107 | 35.8464 | 34.7143 | 33.6786 | 32.7321 | 31.7107 | 30.9786 | 30.2643
Pennsylvania - Harrisburg | Mar | C | Pennsylvania - Harrisburg-Mar | 38.4968 | 37.3935 | 36.271 | 35.7258 | 35.1935 | 34.571 | 35.0452 | 37.5129 | 40.5323 | 42.5645 | 44.3226 | 46.2258 | 48.0742 | 49.2903 | 49.5161 | 48.8806 | 48.2613 | 46.5097 | 44.1355 | 42.5387 | 41.1355 | 40.3452 | 39.5774 | 39.1742
Pennsylvania - Harrisburg | Apr | D | Pennsylvania - Harrisburg-Apr | 44.65 | 43.9 | 43.15 | 42.36 | 42.45 | 42.5367 | 42.6 | 44.9233 | 47.2333 | 49.57 | 51.4433 | 53.3333 | 55.2133 | 56.1033 | 57.0567 | 57.9567 | 56.7133 | 55.4567 | 54.1933 | 52.4033 | 50.63 | 48.8733 | 47.67 | 46.4833
Pennsylvania - Harrisburg | May | E | Pennsylvania - Harrisburg-May | 56.7032 | 55.6065 | 54.6903 | 53.9323 | 53.071 | 53.7839 | 56.5355 | 58.8581 | 61.1226 | 63.3226 | 65.3484 | 66.9129 | 68.2839 | 69.0548 | 69.7 | 69.0968 | 68.3581 | 67.0032 | 64.871 | 62.8194 | 61.7774 | 60.2581 | 59.0129 | 57.7645
Pennsylvania - Harrisburg | Jun | F | Pennsylvania - Harrisburg-Jun | 63.6233 | 62.4267 | 61.7567 | 60.8967 | 60.3467 | 61.9367 | 64.5767 | 67.5333 | 70.1867 | 73.2333 | 75.5333 | 77.21 | 78.2333 | 78.5233 | 78.0933 | 77.83 | 77.0667 | 76.0567 | 73.87 | 70.9867 | 68.9633 | 67.6533 | 66.2733 | 65.07
Pennsylvania - Harrisburg | Jul | G | Pennsylvania - Harrisburg-Jul | 72.1677 | 71.3387 | 68.2581 | 67.429 | 68.5065 | 69.5677 | 70.6581 | 73.1774 | 75.6903 | 78.2032 | 79.7903 | 81.4129 | 82.9968 | 83.3419 | 83.629 | 83.9774 | 82.7355 | 81.4516 | 80.1774 | 77.9129 | 75.6806 | 73.4387 | 72.1839 | 70.8871
Pennsylvania - Harrisburg | Aug | H | Pennsylvania - Harrisburg-Aug | 66.5613 | 65.9452 | 67.6645 | 67.0161 | 67.6645 | 68.2677 | 68.9 | 71.5484 | 74.1903 | 76.8613 | 78.6226 | 80.3774 | 82.1419 | 82.2097 | 82.2774 | 82.3355 | 80.6581 | 78.9452 | 77.2355 | 75.3806 | 73.5484 | 71.6903 | 70.7387 | 69.7677
Pennsylvania - Harrisburg | Sep | I | Pennsylvania - Harrisburg-Sep | 63.64 | 62.9467 | 62.2133 | 61.4933 | 61.58 | 61.68 | 61.7667 | 64.6833 | 67.6567 | 70.6 | 72.16 | 73.7133 | 75.27 | 75.4067 | 75.5267 | 75.6533 | 73.55 | 71.46 | 69.39 | 68.0467 | 66.75 | 65.44 | 64.7567 | 64.09
Pennsylvania - Harrisburg | Oct | J | Pennsylvania - Harrisburg-Oct | 50.1871 | 49.5323 | 48.971 | 48.6194 | 48.2194 | 48.3129 | 48.2323 | 51.1968 | 54.5194 | 57.4065 | 59.9355 | 61.4806 | 62.5194 | 63.3032 | 63.571 | 62.8516 | 60.9032 | 57.7161 | 55.3 | 54.0935 | 53.3258 | 52.1774 | 51.1839 | 50.4548
Pennsylvania - Harrisburg | Nov | K | Pennsylvania - Harrisburg-Nov | 40.08 | 39.7967 | 39.5233 | 39.2267 | 39.0267 | 38.8167 | 38.5967 | 40.46 | 42.2867 | 44.13 | 45.5767 | 47.02 | 48.4767 | 48.5167 | 48.5233 | 48.56 | 46.78 | 45.02 | 43.2533 | 42.3733 | 41.51 | 40.6133 | 40.3467 | 40.0733
Pennsylvania - Harrisburg | Dec | L | Pennsylvania - Harrisburg-Dec | 28.9677 | 28.4613 | 28.1645 | 28.2323 | 27.8581 | 27.8452 | 27.929 | 27.8581 | 29.3806 | 31.2581 | 32.3774 | 33.7548 | 34.5871 | 35.0774 | 35.0645 | 34.6806 | 33 | 32 | 31.4032 | 30.8516 | 30.5839 | 30.5935 | 29.9387 | 29.3387
Pennsylvania - Philadelphia | Jan | A | Pennsylvania - Philadelphia-Jan | 28.1032 | 27.5 | 27.1032 | 26.8194 | 26.7516 | 26.429 | 26.4387 | 26.3613 | 27.9903 | 29.7484 | 31.4613 | 32.4161 | 33.7871 | 34.3903 | 34.6484 | 34.1968 | 32.6484 | 31.5581 | 30.8581 | 29.9774 | 29.5484 | 29.1903 | 28.5742 | 28.1548
Pennsylvania - Philadelphia | Feb | B | Pennsylvania - Philadelphia-Feb | 29.5536 | 29.0179 | 28.6036 | 28.3321 | 27.8964 | 27.6179 | 27.9714 | 28.3607 | 29.9821 | 31.625 | 33.375 | 34.5464 | 35.475 | 36.0464 | 36.1643 | 35.6929 | 34.9036 | 33.6357 | 33.1143 | 32.2393 | 31.6893 | 31.35 | 30.65 | 30.5536
Pennsylvania - Philadelphia | Mar | C | Pennsylvania - Philadelphia-Mar | 37.6742 | 37.3355 | 36.3677 | 35.9065 | 35.571 | 35.2161 | 35.4452 | 38.2452 | 40.1935 | 42.8 | 44.8452 | 46.4097 | 47.7226 | 48.7258 | 48.7484 | 48.7097 | 47.8871 | 45.5742 | 43.6968 | 42.0806 | 40.6194 | 39.7161 | 38.771 | 38.3677
Pennsylvania - Philadelphia | Apr | D | Pennsylvania - Philadelphia-Apr | 45.82 | 45.1533 | 44.34 | 44.1867 | 43.7467 | 43.4 | 45.28 | 47.6667 | 50.0333 | 52.2067 | 54.61 | 56.4567 | 58.0467 | 58.6467 | 58.88 | 58.5033 | 58.0733 | 56.4233 | 54.23 | 52.1533 | 50.9 | 49.6367 | 48.48 | 47.4
Pennsylvania - Philadelphia | May | E | Pennsylvania - Philadelphia-May | 57.1645 | 56.4871 | 56.2226 | 55.6839 | 55.129 | 56.1032 | 58.5613 | 61.1774 | 63.5581 | 65.4387 | 67.2774 | 68.2871 | 69.8903 | 70.4871 | 70.1097 | 69.8581 | 68.6323 | 67.3516 | 64.9194 | 63.2032 | 61.8355 | 60.629 | 58.9677 | 57.9129
Pennsylvania - Philadelphia | Jun | F | Pennsylvania - Philadelphia-Jun | 65.15 | 64.57 | 63.9967 | 63.4433 | 63.1833 | 64.73 | 66.7667 | 69.2133 | 71.96 | 74.3433 | 76.0233 | 77.2633 | 78.1067 | 78.9733 | 78.3633 | 78.5633 | 77.6933 | 75.8067 | 73.7733 | 71.3833 | 69.72 | 68.3767 | 67.3 | 66.6267
Pennsylvania - Philadelphia | Jul | G | Pennsylvania - Philadelphia-Jul | 73.6806 | 72.8968 | 70.3194 | 69.5613 | 69.2 | 70.1548 | 72.2839 | 75.2903 | 77.5903 | 79.4194 | 81.2774 | 82.6452 | 83.8677 | 84.7226 | 84.8065 | 84.4323 | 82.9581 | 82.0613 | 80.0839 | 76.9871 | 75.0355 | 73.7419 | 72.6935 | 71.9516
Pennsylvania - Philadelphia | Aug | H | Pennsylvania - Philadelphia-Aug | 66.8419 | 66.529 | 67.8032 | 67.2742 | 66.9774 | 67.3 | 69.5065 | 71.5 | 74.029 | 76.2161 | 78.1065 | 79.5484 | 80.6226 | 81.1548 | 81.0903 | 80.5161 | 79.3935 | 77.0484 | 75.0419 | 73.2065 | 72.3871 | 71.2032 | 70.1774 | 69.5839
Pennsylvania - Philadelphia | Sep | I | Pennsylvania - Philadelphia-Sep | 63.96 | 63.29 | 62.9233 | 62.2733 | 61.86 | 61.6967 | 63.3133 | 66.0167 | 68.5533 | 70.88 | 72.68 | 74.4567 | 75.8467 | 76.16 | 76.42 | 75.1667 | 73.9167 | 71.18 | 68.9267 | 67.4667 | 66.5667 | 65.1533 | 64.5133 | 64.34
Pennsylvania - Philadelphia | Oct | J | Pennsylvania - Philadelphia-Oct | 49.7355 | 49.6806 | 48.9839 | 49 | 48.6065 | 48.5419 | 49.2613 | 52.9161 | 56.4419 | 58.9839 | 61.4452 | 62.971 | 63.7226 | 64.2258 | 64.0516 | 63.1774 | 60.9645 | 57.8839 | 55.9484 | 54.5871 | 52.8742 | 52.029 | 51.4903 | 51.0613
Pennsylvania - Philadelphia | Nov | K | Pennsylvania - Philadelphia-Nov | 42.6 | 41.9833 | 41.9367 | 41.17 | 40.3067 | 40.5233 | 40.4667 | 42.6333 | 45.3067 | 48.08 | 50.4733 | 51.8767 | 52.9067 | 53.8633 | 53.2 | 51.8133 | 49.6033 | 47.44 | 45.8333 | 44.7267 | 44.12 | 43.27 | 42.7767 | 42.2767
Pennsylvania - Philadelphia | Dec | L | Pennsylvania - Philadelphia-Dec | 32.4032 | 32.0097 | 31.9258 | 31.4774 | 31.3097 | 30.9613 | 31.2968 | 32.0387 | 33.7613 | 35.5419 | 36.9226 | 38.0323 | 38.7065 | 39.3968 | 38.9903 | 37.9935 | 36.3871 | 35.1871 | 34.9903 | 34.8258 | 34.6968 | 34.0548 | 33.7419 | 33.3903
Puerto Rico - San Juan | Jan | A | Puerto Rico - San Juan-Jan | 73.2032 | 72.6387 | 72.3903 | 72.2065 | 71.9774 | 72.1194 | 72.2645 | 72.4194 | 74.9581 | 77.4484 | 80.0065 | 80.2839 | 80.5742 | 80.8677 | 80.3194 | 79.8 | 79.2613 | 78.0871 | 76.9097 | 75.7226 | 75.1968 | 74.7258 | 74.171 | 73.6613
Puerto Rico - San Juan | Feb | B | Puerto Rico - San Juan-Feb | 73.1286 | 72.5571 | 72.2357 | 71.975 | 71.65 | 71.8393 | 72.0071 | 72.225 | 74.4464 | 76.6964 | 78.9429 | 79.6929 | 80.45 | 81.2393 | 80.5714 | 80.0643 | 79.4286 | 78.2643 | 77.1464 | 75.9893 | 75.4036 | 74.9107 | 74.2929 | 73.7571
Puerto Rico - San Juan | Mar | C | Puerto Rico - San Juan-Mar | 74.9774 | 74.5903 | 74.2484 | 73.9645 | 73.571 | 74.1677 | 74.6419 | 75.1968 | 77.3419 | 79.5516 | 81.6968 | 81.8581 | 81.9452 | 82.0871 | 81.5581 | 81.0742 | 80.5323 | 79.3935 | 78.2194 | 77.0806 | 76.5935 | 76.1968 | 75.7194 | 75.3806
Puerto Rico - San Juan | Apr | D | Puerto Rico - San Juan-Apr | 75.1267 | 74.6167 | 74.1667 | 73.7333 | 73.24 | 74.5033 | 75.8167 | 77.1033 | 78.8767 | 80.6333 | 82.42 | 82.7067 | 83.0167 | 83.3033 | 82.6767 | 82.1233 | 81.5067 | 80.21 | 78.9767 | 77.6867 | 77.12 | 76.63 | 76.0667 | 75.57
Puerto Rico - San Juan | May | E | Puerto Rico - San Juan-May | 77.0871 | 76.5935 | 76.3968 | 76.2387 | 76.0194 | 77.0516 | 78.0613 | 79.1323 | 80.6645 | 82.3161 | 83.8548 | 83.9032 | 83.929 | 83.9581 | 83.2161 | 82.5419 | 81.7774 | 80.9323 | 80.0032 | 79.1581 | 78.7355 | 78.4161 | 78.029 | 77.5161
Puerto Rico - San Juan | Jun | F | Puerto Rico - San Juan-Jun | 77.9367 | 77.5833 | 77.0833 | 76.6867 | 76.1833 | 77.5433 | 78.9367 | 80.3267 | 81.6 | 83.0067 | 84.2867 | 84.7533 | 85.1667 | 85.6367 | 85.0467 | 84.5 | 83.8967 | 82.56 | 81.0933 | 79.77 | 79.35 | 79.04 | 78.6767 | 78.2933
Puerto Rico - San Juan | Jul | G | Puerto Rico - San Juan-Jul | 80.2839 | 79.9613 | 77.3097 | 76.7258 | 76.5065 | 76.4677 | 77.129 | 79.7806 | 82.371 | 84.1032 | 85.0548 | 85.5 | 86.171 | 86.6 | 85.8903 | 85.2645 | 84.2258 | 83.2258 | 81.7323 | 80.7097 | 79.5871 | 79.0839 | 78.6484 | 78.3097
Puerto Rico - San Juan | Aug | H | Puerto Rico - San Juan-Aug | 75.4484 | 74.829 | 76.7452 | 76.2677 | 76.0258 | 75.7677 | 76.4419 | 79.4 | 82.8194 | 84.6742 | 85.5968 | 86.0968 | 87.0258 | 87.3935 | 86.8161 | 86.1065 | 85.229 | 84.1613 | 82.6226 | 81.2968 | 80.3774 | 79.6935 | 79.071 | 78.6097
Puerto Rico - San Juan | Sep | I | Puerto Rico - San Juan-Sep | 77.8767 | 77.5533 | 77.2533 | 76.9867 | 76.69 | 77.98 | 79.3 | 80.6233 | 82.68 | 84.7433 | 86.8267 | 86.8467 | 86.8367 | 86.8767 | 85.9433 | 85.03 | 84.1033 | 82.8 | 81.45 | 80.1667 | 79.5867 | 79.07 | 78.52 | 78.1767
Puerto Rico - San Juan | Oct | J | Puerto Rico - San Juan-Oct | 78.2516 | 77.8935 | 77.5548 | 77.2548 | 76.9161 | 77.9419 | 78.9323 | 79.9806 | 81.7194 | 83.5 | 85.2581 | 85.5355 | 85.8065 | 86.071 | 85.1387 | 84.2452 | 83.3032 | 82.2484 | 81.1613 | 80.1129 | 79.6387 | 79.2516 | 78.8226 | 78.4419
Puerto Rico - San Juan | Nov | K | Puerto Rico - San Juan-Nov | 76.7933 | 76.3367 | 76.0767 | 75.8767 | 75.6067 | 76.2767 | 76.8967 | 77.5633 | 79.4533 | 81.37 | 83.2533 | 83.4767 | 83.6733 | 83.8833 | 82.97 | 82.15 | 81.2367 | 80.39 | 79.5467 | 78.7033 | 78.2633 | 77.9467 | 77.5567 | 77.0933
Puerto Rico - San Juan | Dec | L | Puerto Rico - San Juan-Dec | 73.4871 | 73.0387 | 72.6194 | 72.2871 | 72.0548 | 71.5387 | 71.5097 | 73.7645 | 77.1387 | 79.5968 | 81.2548 | 82.3065 | 82.7677 | 82.9806 | 82.7484 | 82.1613 | 80.9258 | 79.0065 | 77.6581 | 76.7419 | 76.0839 | 75.1581 | 74.4548 | 74.1161
Rhode Island - Providence | Jan | A | Rhode Island - Providence-Jan | 27.0645 | 26.6161 | 26.1871 | 25.7387 | 25.5806 | 25.4323 | 25.2677 | 26.8387 | 28.3968 | 29.9742 | 31.2871 | 32.6032 | 33.8935 | 33.3516 | 32.8226 | 32.2613 | 31.1839 | 30.0806 | 28.9677 | 28.3613 | 27.7742 | 27.1968 | 26.7935 | 26.3871
Rhode Island - Providence | Feb | B | Rhode Island - Providence-Feb | 27.5464 | 26.7929 | 26.0286 | 25.2571 | 24.9429 | 24.6714 | 24.375 | 26.5179 | 28.6 | 30.7536 | 32.1857 | 33.6429 | 35.0893 | 35.3857 | 35.65 | 35.95 | 34.6643 | 33.3214 | 31.9821 | 31.1893 | 30.4071 | 29.6429 | 29.0321 | 28.45
Rhode Island - Providence | Mar | C | Rhode Island - Providence-Mar | 33.7774 | 33.0097 | 32.5742 | 32.0065 | 31.7 | 32.0419 | 33.1323 | 35.7581 | 38.3871 | 40.9645 | 42.2226 | 43.4323 | 43.8194 | 44.2065 | 44.0613 | 43.2839 | 42.3097 | 40.0226 | 38.5774 | 37.2742 | 35.9903 | 35.5516 | 34.7355 | 34.0935
Rhode Island - Providence | Apr | D | Rhode Island - Providence-Apr | 41.4933 | 40.9867 | 40.5467 | 40.06 | 40.9067 | 41.81 | 42.6767 | 45.0833 | 47.4633 | 49.8667 | 51.1033 | 52.2933 | 53.53 | 53.1733 | 52.8533 | 52.4833 | 51.0367 | 49.6167 | 48.17 | 46.73 | 45.36 | 43.9433 | 43.2267 | 42.5267
Rhode Island - Providence | May | E | Rhode Island - Providence-May | 51.8161 | 51.271 | 50.7806 | 50.1968 | 51.7935 | 53.3774 | 54.9742 | 57.4355 | 59.8355 | 62.2839 | 63.2645 | 64.2452 | 65.2387 | 64.6581 | 64.1065 | 63.5097 | 62.0129 | 60.4871 | 58.9806 | 57.6 | 56.2419 | 54.8774 | 54.0839 | 53.3452
Rhode Island - Providence | Jun | F | Rhode Island - Providence-Jun | 61.3067 | 60.4767 | 59.7 | 59.1733 | 59.14 | 61.02 | 63.2933 | 66.3667 | 68.67 | 70.7267 | 71.9133 | 72.8267 | 73.4433 | 73.6033 | 73.5 | 73.0767 | 71.71 | 70.1667 | 68.35 | 65.8 | 64.6133 | 63.4267 | 62.69 | 62.0033
Rhode Island - Providence | Jul | G | Rhode Island - Providence-Jul | 68.6 | 68.1516 | 65.7129 | 65.2839 | 66.929 | 68.6097 | 70.3 | 72.7935 | 75.2387 | 77.7581 | 78.9355 | 80.1194 | 81.3032 | 80.8645 | 80.429 | 79.9742 | 78.071 | 76.1516 | 74.2097 | 72.3935 | 70.6097 | 68.8258 | 68.0032 | 67.2032
Rhode Island - Providence | Aug | H | Rhode Island - Providence-Aug | 63.2161 | 62.2968 | 63.9484 | 63.3581 | 62.9903 | 64.4032 | 67.029 | 70.3419 | 73.2581 | 75.2355 | 77.0129 | 77.9839 | 78.5387 | 78.7387 | 78.4871 | 77.8355 | 76.7581 | 74.5935 | 71.8516 | 69.9032 | 68.3581 | 67.2387 | 66.5419 | 65.9323
Rhode Island - Providence | Sep | I | Rhode Island - Providence-Sep | 60.35 | 59.87 | 59.3667 | 58.8133 | 58.36 | 58.62 | 60.8067 | 64.0167 | 66.8333 | 68.9467 | 70.2233 | 71.42 | 71.41 | 71.86 | 71.8267 | 70.9367 | 69.1167 | 66.6067 | 64.3767 | 63.1067 | 62.44 | 61.94 | 61.3 | 60.69
Rhode Island - Providence | Oct | J | Rhode Island - Providence-Oct | 47.4387 | 46.7742 | 46.271 | 45.6968 | 45.7774 | 45.6226 | 46.8258 | 50.5806 | 53.9 | 56.7806 | 58.4419 | 60.1935 | 61.1742 | 61.3742 | 60.2903 | 58.4484 | 56.1806 | 53.1871 | 51.3968 | 50.4258 | 49.4742 | 48.6645 | 48.3355 | 47.9419
Rhode Island - Providence | Nov | K | Rhode Island - Providence-Nov | 41.7267 | 41.4333 | 40.72 | 40.3667 | 39.7933 | 39.4767 | 39.8467 | 41.13 | 43.7633 | 45.5333 | 47.1567 | 48.2333 | 49.52 | 49.9033 | 48.9467 | 47.3967 | 45.01 | 43.7633 | 43.23 | 42.9267 | 42.6 | 42.19 | 42.12 | 42.0767
Rhode Island - Providence | Dec | L | Rhode Island - Providence-Dec | 30.4742 | 30.0161 | 29.5581 | 29.1129 | 28.9387 | 28.7645 | 28.5806 | 30.1032 | 31.5677 | 33.0968 | 34.4548 | 35.7968 | 37.1484 | 36.6516 | 36.1968 | 35.7129 | 34.5839 | 33.4355 | 32.3129 | 31.8871 | 31.5 | 31.0645 | 30.7258 | 30.3484
South Carolina - Charleston | Jan | A | South Carolina - Charleston-Jan | 42.0323 | 41.4129 | 40.9 | 40.4968 | 39.8484 | 39.4484 | 38.8387 | 39.2065 | 42.4677 | 45.4645 | 48.7484 | 51.0355 | 53.3097 | 54.4806 | 54.5742 | 54.0742 | 52.4742 | 49.5935 | 47.4452 | 45.7742 | 44.3548 | 43.4065 | 42.9581 | 41.9258
South Carolina - Charleston | Feb | B | South Carolina - Charleston-Feb | 44.2643 | 43.9607 | 43.675 | 43.35 | 43.0036 | 42.6286 | 42.2536 | 44.7429 | 47.2143 | 49.7107 | 52.1321 | 54.525 | 56.9679 | 56.925 | 56.8643 | 56.825 | 54.5679 | 52.3679 | 50.0964 | 48.9786 | 47.8464 | 46.7179 | 46.0679 | 45.5
South Carolina - Charleston | Mar | C | South Carolina - Charleston-Mar | 52.571 | 51.9129 | 51.2613 | 50.5839 | 50.2 | 49.8097 | 49.3968 | 52.6226 | 55.8419 | 59.0484 | 60.8516 | 62.6516 | 64.4677 | 64.6419 | 64.7806 | 64.9677 | 62.6903 | 60.4419 | 58.1452 | 56.8806 | 55.6323 | 54.3548 | 53.7323 | 53.0581
South Carolina - Charleston | Apr | D | South Carolina - Charleston-Apr | 57.2667 | 56.8533 | 56.3967 | 55.71 | 54.99 | 54.44 | 56.5267 | 61.5667 | 65.5433 | 68.68 | 71.0767 | 72.0767 | 72.5467 | 72.9433 | 72.7767 | 71.9633 | 70.4567 | 68.1333 | 64.8367 | 61.98 | 60.7467 | 59.85 | 59.0633 | 58.0033
South Carolina - Charleston | May | E | South Carolina - Charleston-May | 64.5871 | 64.1452 | 63.5839 | 62.8968 | 62.5258 | 62.5613 | 65.5452 | 69.7613 | 73.0194 | 75.8129 | 77.4258 | 79.0097 | 79.4387 | 79.329 | 78.7968 | 77.5839 | 76.5774 | 74.3258 | 71.5774 | 69.0032 | 67.7516 | 66.9419 | 66.1839 | 65.6484
South Carolina - Charleston | Jun | F | South Carolina - Charleston-Jun | 70.1233 | 69.6933 | 69.4133 | 68.79 | 68.5833 | 68.91 | 71.3267 | 74.44 | 77.1233 | 79.15 | 80.9367 | 81.6433 | 82.2067 | 82.5867 | 82.2067 | 81.73 | 80.6267 | 78.8533 | 76.39 | 74.2567 | 73.0233 | 72.2633 | 71.4833 | 71.0267
South Carolina - Charleston | Jul | G | South Carolina - Charleston-Jul | 75.7323 | 75.5516 | 72.4548 | 71.9581 | 71.529 | 71.6419 | 73.6839 | 77.5419 | 80.2452 | 82.5129 | 84.6484 | 86.029 | 87 | 86.7 | 85.9355 | 84.629 | 82.8742 | 82.1226 | 80.029 | 78.1258 | 76.8323 | 75.6742 | 74.6065 | 74.0226
South Carolina - Charleston | Aug | H | South Carolina - Charleston-Aug | 71.7581 | 71.2742 | 73.2613 | 72.7581 | 72.5355 | 72.3258 | 73.9806 | 76.8677 | 80.3258 | 83.2484 | 84.7581 | 86.0839 | 86.5484 | 86.6645 | 85.8806 | 85.0032 | 83.7968 | 81.9806 | 79.871 | 77.2645 | 76.3032 | 75.6581 | 74.9484 | 74.5129
South Carolina - Charleston | Sep | I | South Carolina - Charleston-Sep | 71.38 | 70.72 | 70.4633 | 69.9833 | 69.75 | 69.53 | 70.41 | 73.3267 | 76.6633 | 79.3 | 81.39 | 82.9767 | 83.41 | 83.9533 | 83.4733 | 82.1067 | 80.9033 | 78.8667 | 76.26 | 75.0467 | 74.0333 | 73.46 | 72.55 | 71.7767
South Carolina - Charleston | Oct | J | South Carolina - Charleston-Oct | 58.1032 | 57.9419 | 57.6419 | 57.0452 | 56.2097 | 56.0065 | 56.2968 | 60.3258 | 65.4645 | 69.8871 | 72.7484 | 74.7903 | 75.5677 | 76.3484 | 75.8323 | 74.7 | 72.0968 | 67.9097 | 65.1226 | 63.4161 | 61.9968 | 60.8645 | 59.6871 | 58.8484
South Carolina - Charleston | Nov | K | South Carolina - Charleston-Nov | 50.3433 | 50.06 | 49.4333 | 49.1867 | 48.65 | 48.0033 | 48.2433 | 51.3 | 56.43 | 60.7067 | 63.8833 | 66.42 | 67.28 | 68.1367 | 67.47 | 66.42 | 63.3367 | 58.6033 | 56.3967 | 55.31 | 54.0733 | 53.07 | 52.3833 | 51.34
South Carolina - Charleston | Dec | L | South Carolina - Charleston-Dec | 47.3677 | 46.7258 | 46.0355 | 45.3452 | 44.7258 | 44.5419 | 43.9677 | 44.5516 | 48.5581 | 52.7032 | 56.2161 | 58 | 59.3968 | 59.8968 | 59.971 | 59.2 | 57.071 | 54.5742 | 52.729 | 51.2613 | 50.1097 | 49.4645 | 48.8645 | 48.7194
South Carolina - Columbia | Jan | A | South Carolina - Columbia-Jan | 38.9968 | 38.0226 | 37.4677 | 37.3194 | 36.5871 | 36.8355 | 36.0968 | 36.3774 | 38.9581 | 42.8387 | 45.9161 | 48.2323 | 49.5742 | 50.371 | 50.7452 | 51.0935 | 49.7742 | 46.8581 | 44.3903 | 42.1194 | 41.4452 | 40.5161 | 39.8355 | 39.1161
South Carolina - Columbia | Feb | B | South Carolina - Columbia-Feb | 40.2357 | 39.4607 | 38.7536 | 37.9464 | 37.5107 | 37.0643 | 36.6036 | 39.8679 | 43.1286 | 46.3857 | 48.9393 | 51.4429 | 53.9964 | 55.0214 | 56.0786 | 57.0929 | 54.8429 | 52.6 | 50.3321 | 48.2929 | 46.25 | 44.2321 | 43.0964 | 42.0071
South Carolina - Columbia | Mar | C | South Carolina - Columbia-Mar | 48.9194 | 48.2806 | 47.5774 | 47.2806 | 46.8065 | 46.2677 | 45.8516 | 48.3581 | 52.1613 | 55.2839 | 57.7968 | 59.7065 | 60.9613 | 62.1161 | 62.529 | 63.6226 | 63.1774 | 61.1419 | 57.8097 | 55.2161 | 53.4065 | 51.7903 | 51.1452 | 50.0774
South Carolina - Columbia | Apr | D | South Carolina - Columbia-Apr | 55.5033 | 54.2767 | 53.6367 | 52.59 | 51.9133 | 50.7633 | 52.6467 | 57.67 | 62.8233 | 66.1167 | 68.5667 | 70.4967 | 71.57 | 72.74 | 73.2167 | 72.9033 | 71.6833 | 70.16 | 67.0867 | 63.01 | 60.2833 | 58.9967 | 57.5533 | 56.1733
South Carolina - Columbia | May | E | South Carolina - Columbia-May | 62.8774 | 62.0032 | 61.1613 | 60.3032 | 60.929 | 61.5548 | 62.2129 | 66.1839 | 70.1548 | 74.129 | 75.7419 | 77.3548 | 78.9742 | 79.3935 | 79.7548 | 80.1871 | 78.4097 | 76.6065 | 74.7742 | 71.5968 | 68.4548 | 65.3774 | 64.7129 | 64.0581
South Carolina - Columbia | Jun | F | South Carolina - Columbia-Jun | 71.0267 | 70.0833 | 69.33 | 68.32 | 67.87 | 67.9967 | 71.2867 | 75.55 | 79.19 | 82.1033 | 84.63 | 86.19 | 87.3467 | 88.9867 | 88.8167 | 88.3167 | 88.1967 | 85.81 | 82.5933 | 79.0067 | 75.15 | 74.04 | 73.01 | 72.1633
South Carolina - Columbia | Jul | G | South Carolina - Columbia-Jul | 77.0581 | 76.1129 | 72.9968 | 72.3419 | 71.8258 | 71.6968 | 73.5613 | 77.1742 | 80.2387 | 83.4032 | 85.5419 | 87.8516 | 88.7387 | 89.0806 | 88.9516 | 88.1806 | 87.4129 | 86.4839 | 84.3387 | 80.7742 | 78.6871 | 77.2839 | 76.4548 | 75.3516
South Carolina - Columbia | Aug | H | South Carolina - Columbia-Aug | 69.5516 | 69.0323 | 70.7935 | 70.2645 | 69.729 | 69.6516 | 70.9806 | 73.9839 | 77.329 | 80.3484 | 82.1065 | 83.5613 | 85.1484 | 86.2065 | 85.571 | 85.1839 | 83.2323 | 81.5548 | 78.9903 | 76.4516 | 75.0935 | 74.0323 | 73.5097 | 72.6581
South Carolina - Columbia | Sep | I | South Carolina - Columbia-Sep | 68.1233 | 67.3933 | 66.99 | 66.5667 | 66.2233 | 65.6867 | 66.39 | 69.72 | 74.0867 | 77.48 | 80.0467 | 81.6233 | 82.5167 | 83.88 | 83.98 | 83.4433 | 82.1033 | 79.4533 | 75.5967 | 72.9667 | 71.45 | 70.48 | 69.4967 | 68.58
South Carolina - Columbia | Oct | J | South Carolina - Columbia-Oct | 53.8161 | 52.5032 | 52.0387 | 51.4355 | 50.8839 | 50.4613 | 50.871 | 55.5645 | 61.2839 | 65.9226 | 69.4548 | 71.6484 | 73.4516 | 74.4194 | 74.8129 | 74.5129 | 72.8581 | 66.9129 | 62.3323 | 59.7323 | 58.0968 | 57.0871 | 55.8677 | 54.8161
South Carolina - Columbia | Nov | K | South Carolina - Columbia-Nov | 48.3633 | 47.4267 | 46.6033 | 45.8767 | 45.3833 | 45.27 | 44.6667 | 47.12 | 52.15 | 57.0767 | 61.3033 | 64.2033 | 66.03 | 66.5667 | 67.1933 | 66.53 | 64.04 | 59.0933 | 55.4533 | 52.7867 | 50.9333 | 49.5667 | 48.6967 | 47.6333
South Carolina - Columbia | Dec | L | South Carolina - Columbia-Dec | 41.7968 | 41.5935 | 41.4065 | 41.1194 | 40.2387 | 39.9935 | 39.7806 | 39.9935 | 43.0355 | 47.3903 | 50.5452 | 52.8903 | 54.5129 | 55.4903 | 55.9645 | 55.4839 | 53.9 | 50.5903 | 48.2581 | 46.5581 | 45.1677 | 44.0226 | 43.1032 | 42.529
South Carolina - Greenville | Jan | A | South Carolina - Greenville-Jan | 35.729 | 34.9452 | 34.4 | 34.2 | 33.6871 | 33.3032 | 32.929 | 33.3581 | 36.3258 | 39.3129 | 42.2419 | 44.8871 | 46.471 | 47.729 | 48.5581 | 48.4516 | 46.9065 | 44.0839 | 42.3323 | 40.7484 | 39.329 | 38.2065 | 37.3484 | 36.8387
South Carolina - Greenville | Feb | B | South Carolina - Greenville-Feb | 37.4321 | 36.6393 | 35.8143 | 34.9821 | 34.5786 | 34.2 | 33.7821 | 36.3536 | 38.9071 | 41.4857 | 43.8857 | 46.3036 | 48.7036 | 49.8393 | 50.9036 | 52.0357 | 49.6893 | 47.3571 | 44.9857 | 43.5643 | 42.1857 | 40.7857 | 39.8786 | 38.9964
South Carolina - Greenville | Mar | C | South Carolina - Greenville-Mar | 46.4484 | 45.6903 | 44.9129 | 44.1032 | 43.5613 | 43.0323 | 42.4452 | 45.5226 | 48.5742 | 51.6516 | 53.7935 | 55.9097 | 58.0677 | 58.9387 | 59.7871 | 60.6516 | 58.4129 | 56.2032 | 53.9806 | 52.1387 | 50.2581 | 48.4387 | 47.7161 | 46.971
South Carolina - Greenville | Apr | D | South Carolina - Greenville-Apr | 53.4633 | 52.77 | 52.0567 | 51.3067 | 51.4733 | 51.6633 | 51.8533 | 55.35 | 58.8767 | 62.3833 | 64.1867 | 65.9833 | 67.7867 | 68.31 | 68.77 | 69.2833 | 67.8633 | 66.34 | 64.8933 | 62.3467 | 59.87 | 57.3667 | 56.19 | 55.04
South Carolina - Greenville | May | E | South Carolina - Greenville-May | 61.7774 | 61.0355 | 60.3548 | 59.5935 | 60.4323 | 61.2484 | 62.071 | 64.8387 | 67.5516 | 70.3032 | 71.9903 | 73.6903 | 75.3742 | 75.5258 | 75.6516 | 75.8 | 74.1452 | 72.5032 | 70.7935 | 68.6677 | 66.5903 | 64.5194 | 63.6806 | 62.9194
South Carolina - Greenville | Jun | F | South Carolina - Greenville-Jun | 69.56 | 68.8433 | 68.1333 | 67.3933 | 68.0667 | 68.78 | 69.4767 | 72.5033 | 75.5367 | 78.5733 | 80.1667 | 81.79 | 83.3733 | 83.46 | 83.49 | 83.5667 | 81.9667 | 80.34 | 78.6567 | 76.4367 | 74.2967 | 72.14 | 71.2667 | 70.4
South Carolina - Greenville | Jul | G | South Carolina - Greenville-Jul | 72.5065 | 71.8968 | 69.0935 | 68.471 | 69.0129 | 69.5 | 70.0677 | 73.3 | 76.5355 | 79.7935 | 81.3516 | 82.9645 | 84.5065 | 83.8613 | 83.1419 | 82.4742 | 81.0194 | 79.5548 | 78.0806 | 76.0968 | 74.1484 | 72.1871 | 71.5355 | 70.9194
South Carolina - Greenville | Aug | H | South Carolina - Greenville-Aug | 68.7613 | 68.0484 | 69.6323 | 68.9387 | 69.0806 | 69.2226 | 69.3742 | 72.8258 | 76.3065 | 79.7484 | 81.5677 | 83.4258 | 85.2258 | 85.2742 | 85.2774 | 85.3129 | 83.4613 | 81.5968 | 79.7129 | 77.5774 | 75.4355 | 73.3387 | 72.5484 | 71.8226
South Carolina - Greenville | Sep | I | South Carolina - Greenville-Sep | 66.3067 | 65.9333 | 65.3867 | 64.9167 | 64.0667 | 63.8933 | 64.4233 | 67.4333 | 70.9633 | 73.93 | 76.5233 | 78.09 | 79.4567 | 80.1867 | 80.5033 | 80.0433 | 79.0633 | 76.93 | 73.4833 | 71.2933 | 69.95 | 68.52 | 67.3367 | 66.68
South Carolina - Greenville | Oct | J | South Carolina - Greenville-Oct | 53.7032 | 52.9419 | 52.1774 | 51.3968 | 51.171 | 50.9194 | 50.7097 | 54.5742 | 58.4548 | 62.3387 | 64.3387 | 66.3742 | 68.3968 | 68.8903 | 69.3839 | 69.8774 | 66.8806 | 63.8742 | 60.8548 | 59.2484 | 57.6548 | 56.0484 | 55.2516 | 54.4032
South Carolina - Greenville | Nov | K | South Carolina - Greenville-Nov | 45.39 | 45.6 | 45.34 | 44.4533 | 44.0033 | 43.6 | 43.7167 | 45.6333 | 49.5267 | 52.6733 | 55.45 | 57.4933 | 59.07 | 60.3133 | 60.34 | 59.9667 | 57.8267 | 53.0267 | 51.61 | 50.3033 | 49.32 | 48.4067 | 47.4367 | 46.35
South Carolina - Greenville | Dec | L | South Carolina - Greenville-Dec | 39.8161 | 39.3677 | 38.9194 | 38.4516 | 38.2032 | 37.9774 | 37.7323 | 39.8452 | 41.9968 | 44.1032 | 46.2226 | 48.3129 | 50.4065 | 50.971 | 51.5097 | 52.0774 | 49.4516 | 46.8323 | 44.2161 | 43.1613 | 42.1323 | 41.0645 | 40.629 | 40.2548
South Dakota - Huron | Jan | A | South Dakota - Huron-Jan | 7.1581 | 7.5194 | 7.7065 | 7.6484 | 6.9903 | 6.8613 | 5.8645 | 5.4806 | 6.3419 | 8.3839 | 11.2032 | 13.6548 | 15.7935 | 16.6548 | 17.0935 | 16.1645 | 14.7645 | 12.1968 | 10.0129 | 8.9097 | 8.3129 | 7.6935 | 7.3774 | 6.9032
South Dakota - Huron | Feb | B | South Dakota - Huron-Feb | 12.475 | 11.7214 | 11 | 10.6786 | 10.3286 | 9.9893 | 10.8429 | 11.7214 | 12.625 | 15.3536 | 18.0893 | 20.8321 | 22.125 | 23.45 | 24.75 | 23.5321 | 22.3071 | 21.0929 | 19.2286 | 17.3786 | 15.525 | 14.7607 | 13.925 | 13.175
South Dakota - Huron | Mar | C | South Dakota - Huron-Mar | 24.6 | 23.8774 | 23.1677 | 22.7903 | 22.4548 | 22.0903 | 23.7032 | 25.3839 | 27.0387 | 29.6 | 32.1419 | 34.6871 | 35.8355 | 36.9645 | 38.1161 | 37.2806 | 36.4645 | 35.6161 | 33.4323 | 31.3 | 29.1871 | 28.1903 | 27.2258 | 26.2774
South Dakota - Huron | Apr | D | South Dakota - Huron-Apr | 39.64 | 38.4567 | 37.23 | 36.2767 | 35.3333 | 34.3733 | 37.9233 | 41.4767 | 45.0633 | 47.9933 | 50.97 | 53.9 | 54.76 | 55.62 | 56.4733 | 55.9033 | 55.39 | 54.8233 | 51.4867 | 48.1567 | 44.91 | 43.5333 | 42.17 | 40.8567
South Dakota - Huron | May | E | South Dakota - Huron-May | 50.5613 | 49.5871 | 48.5871 | 48.3871 | 48.1871 | 47.9903 | 51.1129 | 54.2355 | 57.3516 | 60.1226 | 62.8677 | 65.6387 | 66.9032 | 68.171 | 69.4323 | 68.9484 | 68.4871 | 68.0032 | 64.5 | 61.0323 | 57.5548 | 55.7226 | 53.9194 | 52.1645
South Dakota - Huron | Jun | F | South Dakota - Huron-Jun | 59.8567 | 58.8667 | 57.8867 | 57.8333 | 57.82 | 57.7633 | 61.1833 | 64.6133 | 68.03 | 69.8933 | 71.7633 | 73.64 | 74.68 | 75.77 | 76.8167 | 76.13 | 75.48 | 74.7933 | 71.4567 | 68.1433 | 64.8767 | 63.65 | 62.4267 | 61.23
South Dakota - Huron | Jul | G | South Dakota - Huron-Jul | 67.7194 | 66.4 | 63.0839 | 62.8871 | 62.6742 | 62.4742 | 66.3161 | 70.1903 | 74.0742 | 76.1935 | 78.3097 | 80.4355 | 81.8258 | 83.2355 | 84.6355 | 84.5129 | 84.4194 | 84.2871 | 80.1452 | 76.0355 | 71.9645 | 70.2355 | 68.5194 | 66.8613
South Dakota - Huron | Aug | H | South Dakota - Huron-Aug | 58.3968 | 57.1323 | 58.4742 | 57.6613 | 57.0194 | 56.7839 | 59.2839 | 63.0419 | 66.3903 | 69.4355 | 72.1742 | 74.3677 | 76.0065 | 77.0129 | 77.3613 | 77.6613 | 77.0452 | 75.2516 | 72.3065 | 68.029 | 65.4161 | 63.9581 | 62.4903 | 61.2355
South Dakota - Huron | Sep | I | South Dakota - Huron-Sep | 53.7767 | 53.11 | 51.84 | 51.2833 | 50.78 | 50.5033 | 51.2633 | 55.33 | 59.34 | 63.9267 | 66.45 | 68.9767 | 70.9 | 72.5033 | 73.56 | 73.3567 | 72.4533 | 69.7767 | 65.0433 | 61.4433 | 58.99 | 57.0733 | 55.6167 | 54.1867
South Dakota - Huron | Oct | J | South Dakota - Huron-Oct | 43.0452 | 42.0548 | 40.9839 | 39.9129 | 39.6581 | 39.3774 | 39.1839 | 41.4129 | 46.2 | 50.7161 | 55.1871 | 58.1742 | 61.0065 | 62.4645 | 62.5387 | 61.9355 | 59.8806 | 54.7323 | 50.8355 | 48.5032 | 46.771 | 45.3065 | 44.3968 | 43.729
South Dakota - Huron | Nov | K | South Dakota - Huron-Nov | 27.4867 | 27.3167 | 27.1133 | 26.6133 | 26.15 | 25.6233 | 26.74 | 27.8933 | 29.0133 | 32.2033 | 35.4067 | 38.5967 | 40.2933 | 41.95 | 43.6467 | 40.92 | 38.16 | 35.4533 | 33.77 | 32.13 | 30.4533 | 29.21 | 27.97 | 26.7333
South Dakota - Huron | Dec | L | South Dakota - Huron-Dec | 14.6903 | 14.2742 | 13.8677 | 13.3903 | 12.929 | 12.4645 | 12.9129 | 13.4581 | 13.9516 | 16.6645 | 19.3871 | 22.0839 | 23.0355 | 23.9645 | 24.9097 | 22.8548 | 20.8097 | 18.7613 | 17.6419 | 16.5419 | 15.4194 | 15.0161 | 14.571 | 14.1516
South Dakota - Pierre | Jan | A | South Dakota - Pierre-Jan | 11.8097 | 11.2097 | 11.1 | 10.7387 | 9.9065 | 9.2677 | 9.0645 | 8.9129 | 9.2258 | 11.4 | 13.6129 | 16.1355 | 17.9968 | 19.7903 | 20.8097 | 20.7548 | 19.8097 | 17.7742 | 16.4516 | 15.8548 | 15.4871 | 14.7387 | 13.8419 | 13.2226
South Dakota - Pierre | Feb | B | South Dakota - Pierre-Feb | 17.0429 | 16.6964 | 16.3214 | 16.1321 | 15.9857 | 15.7607 | 16.3321 | 16.95 | 17.5429 | 19.6357 | 21.6821 | 23.775 | 24.7964 | 25.7857 | 26.7821 | 26.0357 | 25.2464 | 24.4964 | 22.8321 | 21.2071 | 19.5464 | 19.0214 | 18.4964 | 17.9464
South Dakota - Pierre | Mar | C | South Dakota - Pierre-Mar | 32.5968 | 32.0226 | 31.429 | 30.9258 | 30.4484 | 29.9258 | 30.8419 | 31.8161 | 32.8065 | 35.3387 | 37.8645 | 40.4097 | 41.6774 | 43.0097 | 44.2677 | 43.7935 | 43.3161 | 42.8323 | 40.7 | 38.6355 | 36.5484 | 35.5968 | 34.6258 | 33.6742
South Dakota - Pierre | Apr | D | South Dakota - Pierre-Apr | 39.3833 | 38.56 | 37.7333 | 37.23 | 36.7433 | 36.2533 | 38.91 | 41.5433 | 44.1733 | 46.7767 | 49.31 | 51.9033 | 52.86 | 53.7933 | 54.7433 | 54.2167 | 53.68 | 53.1367 | 49.89 | 46.6833 | 43.45 | 42.4133 | 41.3967 | 40.3633
South Dakota - Pierre | May | E | South Dakota - Pierre-May | 51.4806 | 50.2677 | 49.0032 | 48.6548 | 48.3516 | 48.0161 | 51.2129 | 54.4387 | 57.6613 | 60.1129 | 62.571 | 65.0323 | 66.1774 | 67.3161 | 68.4581 | 68.3129 | 68.1613 | 68.0258 | 64.5548 | 61.1129 | 57.6839 | 56.1839 | 54.671 | 53.1839
South Dakota - Pierre | Jun | F | South Dakota - Pierre-Jun | 60.7567 | 59.92 | 59.0567 | 58.89 | 58.6733 | 58.4733 | 61.7 | 64.8567 | 68.0767 | 70.4333 | 72.77 | 75.1133 | 76.2067 | 77.3067 | 78.4 | 78.11 | 77.84 | 77.5533 | 74.1533 | 70.8333 | 67.5233 | 65.7067 | 63.9 | 62.1
South Dakota - Pierre | Jul | G | South Dakota - Pierre-Jul | 69.3452 | 68.1871 | 64.529 | 64.0419 | 63.5645 | 63.0613 | 66.5323 | 70.0516 | 73.5548 | 76.4226 | 79.3 | 82.1645 | 83.3323 | 84.5161 | 85.6935 | 85.2194 | 84.7355 | 84.2613 | 80.4935 | 76.7419 | 73.0581 | 71.4032 | 69.7452 | 68.1097
South Dakota - Pierre | Aug | H | South Dakota - Pierre-Aug | 64.9903 | 64.3484 | 65.0968 | 63.8419 | 63.0548 | 62.1677 | 64.3097 | 69.0968 | 73.5645 | 77.3516 | 80.5806 | 83.2097 | 85.8419 | 87.4871 | 88.3387 | 88.2774 | 87.8226 | 86.3613 | 82.8903 | 77.4968 | 73.871 | 71.4032 | 69.7452 | 68.5548
South Dakota - Pierre | Sep | I | South Dakota - Pierre-Sep | 55.3633 | 53.7467 | 52.9767 | 52.32 | 51.5967 | 50.4767 | 50.9033 | 55.58 | 60.0233 | 64.2933 | 67.84 | 70.78 | 72.83 | 74.8433 | 75.6567 | 76.2067 | 75.59 | 73.7067 | 68.1867 | 63.9133 | 61.61 | 59.8233 | 58.0767 | 56.6033
South Dakota - Pierre | Oct | J | South Dakota - Pierre-Oct | 43.571 | 42.6484 | 41.7387 | 41.0194 | 40.3581 | 39.6355 | 41.7129 | 43.8452 | 45.9645 | 50.0097 | 54.0871 | 58.1355 | 59.6645 | 61.171 | 62.7097 | 60.4 | 58.0452 | 55.7355 | 52.8581 | 49.9903 | 47.1484 | 46.1226 | 45.1226 | 44.1065
South Dakota - Pierre | Nov | K | South Dakota - Pierre-Nov | 30.9933 | 30.55 | 30.1233 | 29.86 | 29.6233 | 29.3533 | 29.9033 | 30.42 | 30.95 | 34.29 | 37.6567 | 41 | 42.59 | 44.1767 | 45.7833 | 42.8467 | 39.9567 | 37.03 | 35.6333 | 34.3 | 32.9267 | 32.4233 | 31.9567 | 31.47
South Dakota - Pierre | Dec | L | South Dakota - Pierre-Dec | 21.7968 | 21.8839 | 21.4161 | 21.1452 | 20.5774 | 20.1581 | 19.971 | 19.0226 | 19.4452 | 22.4129 | 24.8774 | 27.4097 | 29.7774 | 31.8645 | 33.1484 | 33.3323 | 30.6065 | 28.0613 | 26.2355 | 25.1 | 23.8516 | 23.3806 | 22.5097 | 21.6065
South Dakota - Rapid City | Jan | A | South Dakota - Rapid City-Jan | 15.4484 | 15.4161 | 15.4419 | 15.8968 | 16.2871 | 16.2871 | 16.2806 | 16.3387 | 17.7548 | 20.2194 | 23.3 | 25.6806 | 26.5065 | 26.9 | 26.7258 | 24.4903 | 21.5032 | 19.5774 | 18.5194 | 17.8355 | 16.7 | 16.1161 | 15.4419 | 15.2355
South Dakota - Rapid City | Feb | B | South Dakota - Rapid City-Feb | 20.7821 | 20.1857 | 20.1786 | 20.15 | 20.1607 | 20.6607 | 21.1679 | 21.7821 | 25.1571 | 28.5286 | 31.9036 | 32.9071 | 33.9464 | 34.9536 | 33.6464 | 32.375 | 31.0536 | 28.6429 | 26.1929 | 23.7964 | 23.1214 | 22.4714 | 21.8179 | 21.3679
South Dakota - Rapid City | Mar | C | South Dakota - Rapid City-Mar | 27.8129 | 27.3226 | 27.4581 | 26.6677 | 26.0968 | 26.1323 | 26.9258 | 29.4065 | 32.2806 | 34.6032 | 36.6968 | 38.8355 | 40.2645 | 41.1323 | 41.629 | 41.2129 | 39.6581 | 36.3 | 33.7226 | 31.771 | 30.129 | 29.971 | 29.6484 | 28.9
South Dakota - Rapid City | Apr | D | South Dakota - Rapid City-Apr | 39.43 | 38.7967 | 38.2033 | 37.64 | 37.06 | 39.72 | 42.4733 | 45.1833 | 47.76 | 50.3033 | 52.8833 | 54.3533 | 55.8233 | 57.2933 | 57.06 | 56.8333 | 56.59 | 53.0067 | 49.3933 | 45.7767 | 44.1933 | 42.6167 | 41.05 | 40.4267
South Dakota - Rapid City | May | E | South Dakota - Rapid City-May | 46.471 | 45.5548 | 45.0387 | 44.5387 | 44.029 | 47.2097 | 50.4323 | 53.6419 | 55.6258 | 57.6645 | 59.6387 | 60.7097 | 61.8129 | 62.871 | 62.5839 | 62.3032 | 62.0194 | 58.9032 | 55.8032 | 52.6645 | 51.2452 | 49.8161 | 48.3935 | 47.4774
South Dakota - Rapid City | Jun | F | South Dakota - Rapid City-Jun | 54.7367 | 54.16 | 53.7467 | 53.3567 | 52.92 | 56.4667 | 60.1367 | 63.74 | 65.8733 | 68.05 | 70.1767 | 70.71 | 71.2567 | 71.79 | 71.1167 | 70.4767 | 69.8033 | 66.7733 | 63.72 | 60.67 | 59.3267 | 57.9567 | 56.6133 | 56.01
South Dakota - Rapid City | Jul | G | South Dakota - Rapid City-Jul | 65.2839 | 64.5548 | 62.0871 | 61.5839 | 61.1065 | 64.0968 | 67.0935 | 70.1226 | 72.5484 | 75.0129 | 77.4419 | 78.6065 | 79.7742 | 80.9419 | 80.7323 | 80.529 | 80.3226 | 76.7806 | 73.1903 | 69.6355 | 67.8903 | 66.2387 | 64.5419 | 63.8387
South Dakota - Rapid City | Aug | H | South Dakota - Rapid City-Aug | 61.6548 | 60.8419 | 61.929 | 61.0129 | 60.1065 | 63.7613 | 67.4097 | 71.0613 | 74.0323 | 77.0387 | 79.9968 | 81.4161 | 82.8452 | 84.2613 | 83.3097 | 82.3645 | 81.4323 | 77.6548 | 73.8419 | 70.0871 | 68.4258 | 66.8323 | 65.2032 | 64.3806
South Dakota - Rapid City | Sep | I | South Dakota - Rapid City-Sep | 51.0833 | 50.33 | 50.13 | 49.7833 | 49.14 | 49.4667 | 53.0633 | 57.8567 | 62.4633 | 66.2733 | 68.6867 | 70.1233 | 71.7833 | 72.6033 | 73.0667 | 72.3067 | 69.8933 | 64.5567 | 60.1933 | 58 | 54.7767 | 53.1067 | 52.6833 | 51.8067
South Dakota - Rapid City | Oct | J | South Dakota - Rapid City-Oct | 41.2613 | 40.5645 | 40.1 | 39.6613 | 39.1935 | 41.4452 | 43.6774 | 45.9903 | 50.0903 | 54.1806 | 58.2903 | 59.0935 | 59.9194 | 60.7065 | 58.5355 | 56.3581 | 54.1903 | 51.1032 | 48.0032 | 44.9226 | 43.9613 | 43.0032 | 42.0645 | 41.4161
South Dakota - Rapid City | Nov | K | South Dakota - Rapid City-Nov | 28.8067 | 28.4533 | 28.2667 | 28.08 | 27.8667 | 28.3867 | 28.9533 | 29.49 | 32.3 | 35.14 | 37.9567 | 38.9233 | 39.8367 | 40.8067 | 39.02 | 37.2467 | 35.4567 | 33.99 | 32.5333 | 31.05 | 30.5533 | 30.0733 | 29.5967 | 29.2167
South Dakota - Rapid City | Dec | L | South Dakota - Rapid City-Dec | 24.0645 | 24.2677 | 25.4226 | 25.4774 | 24.571 | 24.5839 | 24.4613 | 25.6742 | 29.5742 | 33.1839 | 35.3065 | 36.9452 | 37.8452 | 37.9355 | 36.9387 | 33.0419 | 29.029 | 27.2871 | 26.6484 | 25.8742 | 24.3194 | 24.4806 | 23.8742 | 23.771
South Dakota - Sioux Falls | Jan | A | South Dakota - Sioux Falls-Jan | 10.5645 | 9.8323 | 9.5677 | 9.3097 | 9.0194 | 9.329 | 9.1871 | 9.0161 | 10.3935 | 13.3258 | 15.8 | 17.7677 | 19.3484 | 20.5387 | 21.0097 | 20.2613 | 18.2323 | 16.4097 | 15.1516 | 14.3129 | 13.3839 | 12.7226 | 11.9516 | 10.7387
South Dakota - Sioux Falls | Feb | B | South Dakota - Sioux Falls-Feb | 17.1036 | 16.1357 | 15.3286 | 15.1643 | 14.6036 | 14.2786 | 14.0714 | 14.1143 | 15.4964 | 18.2321 | 20.8321 | 22.3786 | 24.0357 | 25.1679 | 26.1679 | 26.6821 | 26.1607 | 24.6143 | 22.7929 | 21.45 | 20.6429 | 20.1536 | 19.6071 | 18.9607
South Dakota - Sioux Falls | Mar | C | South Dakota - Sioux Falls-Mar | 27.4548 | 26.8129 | 26.1355 | 25.6226 | 25.1258 | 24.5903 | 25.8194 | 27.0581 | 28.3387 | 30.5548 | 32.7935 | 35.0161 | 35.9161 | 36.8355 | 37.7516 | 37.1581 | 36.5548 | 35.9677 | 34.2323 | 32.5742 | 30.8548 | 30.0484 | 29.2613 | 28.4774
South Dakota - Sioux Falls | Apr | D | South Dakota - Sioux Falls-Apr | 39.8567 | 39.41 | 38.8967 | 38.23 | 37.6133 | 36.9333 | 39.5133 | 42.09 | 44.6733 | 47.2267 | 49.8267 | 52.3833 | 53.53 | 54.66 | 55.8 | 54.78 | 53.79 | 52.7733 | 50.4033 | 47.95 | 45.3867 | 43.72 | 42.2167 | 40.81
South Dakota - Sioux Falls | May | E | South Dakota - Sioux Falls-May | 53.6484 | 52.8581 | 52.0065 | 51.5742 | 51.1968 | 50.7903 | 54.2323 | 57.6581 | 61.0871 | 62.9871 | 64.8968 | 66.7968 | 67.8871 | 68.9871 | 70.0839 | 69.2129 | 68.3581 | 67.4871 | 64.4419 | 61.4065 | 58.3839 | 57.1323 | 55.9065 | 54.6774
South Dakota - Sioux Falls | Jun | F | South Dakota - Sioux Falls-Jun | 62.5567 | 61.2833 | 60.6867 | 59.67 | 58.9933 | 59.4767 | 62.73 | 65.8933 | 68.6467 | 71.08 | 72.9067 | 74.62 | 76.39 | 77.6867 | 78.76 | 78.4367 | 77.99 | 77.33 | 75.1867 | 72.1467 | 69.2967 | 67.3633 | 65.77 | 64.4367
South Dakota - Sioux Falls | Jul | G | South Dakota - Sioux Falls-Jul | 72.0484 | 70.6 | 67.4452 | 66.8258 | 65.9516 | 66.1129 | 69.7774 | 74.1645 | 78.371 | 81.2774 | 83.8839 | 85.8806 | 87.429 | 88.5645 | 89.1161 | 88.871 | 88.1387 | 86.6774 | 83.9097 | 80.2645 | 76.5452 | 74.4645 | 72.6065 | 71.2419
South Dakota - Sioux Falls | Aug | H | South Dakota - Sioux Falls-Aug | 60.3387 | 59.3323 | 60.3806 | 59.7839 | 59.1839 | 58.6161 | 61.9355 | 65.3742 | 68.7742 | 71.5484 | 74.3516 | 77.1129 | 78.1806 | 79.2387 | 80.2839 | 79.5677 | 78.8742 | 78.1419 | 74.5419 | 71 | 67.4677 | 65.9323 | 64.3839 | 62.8903
South Dakota - Sioux Falls | Sep | I | South Dakota - Sioux Falls-Sep | 54.95 | 53.9733 | 53.0033 | 52.4433 | 51.9167 | 51.3067 | 54.3333 | 57.3133 | 60.3467 | 62.9533 | 65.5367 | 68.15 | 69.1833 | 70.2033 | 71.2333 | 70.1233 | 68.9933 | 67.8533 | 64.88 | 61.9633 | 59.03 | 57.9333 | 56.8767 | 55.8433
South Dakota - Sioux Falls | Oct | J | South Dakota - Sioux Falls-Oct | 43.0548 | 42.0871 | 41.0806 | 40.3516 | 39.6935 | 38.9968 | 41.229 | 43.4774 | 45.7452 | 49.1097 | 52.4774 | 55.8226 | 57.2419 | 58.6548 | 60.071 | 57.6871 | 55.3452 | 52.971 | 50.871 | 48.8613 | 46.8032 | 45.7806 | 44.7839 | 43.7806
South Dakota - Sioux Falls | Nov | K | South Dakota - Sioux Falls-Nov | 30.01 | 29.3233 | 28.6267 | 28.3267 | 28.0167 | 27.7033 | 28.8067 | 29.8867 | 30.9667 | 33.5233 | 36.0533 | 38.61 | 40 | 41.34 | 42.7267 | 40.49 | 38.23 | 35.9967 | 34.8367 | 33.7067 | 32.5667 | 31.7767 | 31.01 | 30.2167
South Dakota - Sioux Falls | Dec | L | South Dakota - Sioux Falls-Dec | 16.6935 | 16.4968 | 16.0032 | 16.1032 | 16.4968 | 16.3903 | 16.6355 | 16.6548 | 18.0355 | 19.6387 | 21.4645 | 23.0613 | 24.1065 | 24.9258 | 24.9387 | 24.5548 | 22.6871 | 20.9258 | 20.2484 | 19.1774 | 17.7774 | 16.6903 | 16.4194 | 16.2065
Tennessee - Bristol | Jan | A | Tennessee - Bristol-Jan | 33.5161 | 33.5806 | 33.3387 | 33.029 | 32.871 | 32.6032 | 32.5 | 32.2871 | 32.9516 | 34.3484 | 36.2 | 37.8806 | 39.8032 | 40.9032 | 41.5226 | 41.3226 | 40.1355 | 37.9677 | 36.7097 | 35.5903 | 34.7839 | 34.4226 | 34.029 | 33.7129
Tennessee - Bristol | Feb | B | Tennessee - Bristol-Feb | 32.1071 | 31.6714 | 31.275 | 30.825 | 30.9357 | 30.6143 | 30.1 | 30.3536 | 32.4929 | 35.5893 | 38.2679 | 40.7714 | 42.9429 | 43.9357 | 44.3071 | 44.3893 | 43.425 | 42.2786 | 40.0464 | 38.3071 | 36.9071 | 35.5679 | 34.5929 | 33.5143
Tennessee - Bristol | Mar | C | Tennessee - Bristol-Mar | 43.2742 | 42.4871 | 41.7419 | 40.9323 | 40.3355 | 39.7968 | 39.2032 | 41.9742 | 44.7419 | 47.5129 | 49.9645 | 52.3839 | 54.829 | 55.5355 | 56.3097 | 57.0387 | 55.4452 | 53.9 | 52.2387 | 50.4387 | 48.6903 | 46.9226 | 45.7032 | 44.4935
Tennessee - Bristol | Apr | D | Tennessee - Bristol-Apr | 50.1067 | 48.5567 | 47.3933 | 46.4933 | 45.3467 | 44.6367 | 45.0967 | 48.9367 | 52.6867 | 55.8967 | 59.4767 | 61.48 | 62.7533 | 64.33 | 64.91 | 65.6367 | 65.1933 | 63.4 | 60.2767 | 57.1433 | 55.26 | 53.51 | 52.2767 | 51.1767
Tennessee - Bristol | May | E | Tennessee - Bristol-May | 54.5484 | 53.8871 | 53.2968 | 52.6419 | 52.9742 | 53.3065 | 53.6355 | 56.971 | 60.2935 | 63.6194 | 65.2065 | 66.771 | 68.3516 | 69 | 69.6452 | 70.3 | 69.1548 | 67.9903 | 66.7548 | 64.2484 | 61.7742 | 59.3419 | 57.8419 | 56.3194
Tennessee - Bristol | Jun | F | Tennessee - Bristol-Jun | 63.3033 | 62.6433 | 62.06 | 61.38 | 62 | 62.5767 | 63.19 | 66.4767 | 69.7333 | 73.0233 | 74.7667 | 76.5267 | 78.2667 | 78.7267 | 79.1533 | 79.58 | 77.8633 | 76.1333 | 74.3367 | 71.8567 | 69.44 | 67.03 | 65.83 | 64.6867
Tennessee - Bristol | Jul | G | Tennessee - Bristol-Jul | 69.6645 | 68.8161 | 65.8032 | 65.4903 | 65.1161 | 65.0129 | 66.9742 | 69.9839 | 73.8161 | 77.3935 | 80.5 | 81.9032 | 83.9065 | 84.8968 | 85.1968 | 83.3516 | 81.0774 | 78.9968 | 77.1806 | 74.0387 | 71.5226 | 70.2258 | 69.1645 | 68.4355
Tennessee - Bristol | Aug | H | Tennessee - Bristol-Aug | 64.9613 | 64.3194 | 66.0419 | 65.6129 | 65.3032 | 64.829 | 65.6806 | 68.1419 | 71.6097 | 74.9839 | 77.3226 | 79.371 | 81.0032 | 82.1323 | 82.9806 | 83.0548 | 81.8194 | 79.2581 | 76.9387 | 73.771 | 71.8871 | 70.4452 | 68.9387 | 67.9774
Tennessee - Bristol | Sep | I | Tennessee - Bristol-Sep | 62.0033 | 61.4 | 60.7833 | 60.1367 | 59.9667 | 59.8133 | 59.6333 | 62.36 | 65.1233 | 67.8767 | 70.0067 | 72.1333 | 74.28 | 74.6967 | 75.09 | 75.5067 | 73.3133 | 71.1033 | 68.8533 | 67.2533 | 65.6767 | 64.1233 | 63.22 | 62.2833
Tennessee - Bristol | Oct | J | Tennessee - Bristol-Oct | 49.2161 | 48.4387 | 47.6903 | 46.8935 | 46.3355 | 45.8065 | 45.2355 | 48.7871 | 52.3032 | 55.8613 | 59.0323 | 62.1935 | 65.3742 | 65.9774 | 66.5548 | 67.1677 | 64.3065 | 61.4613 | 58.5903 | 56.6613 | 54.7581 | 52.8516 | 51.7 | 50.5581
Tennessee - Bristol | Nov | K | Tennessee - Bristol-Nov | 43.3567 | 42.7167 | 41.8867 | 41.3 | 40.81 | 40.21 | 39.89 | 40.3833 | 43.5867 | 46.7633 | 50.1033 | 52.94 | 54.4367 | 55.4067 | 55.4333 | 54.7633 | 53.09 | 50.27 | 48.4767 | 47.3133 | 46.3567 | 45.2267 | 44.2067 | 43.3967
Tennessee - Bristol | Dec | L | Tennessee - Bristol-Dec | 35.7387 | 35.2742 | 34.8581 | 34.371 | 33.9 | 33.5129 | 33.0194 | 34.6097 | 36.2097 | 37.829 | 40.3968 | 42.9677 | 45.5645 | 46.1742 | 46.7548 | 47.3742 | 45.7581 | 44.1484 | 42.5387 | 41.1194 | 39.7226 | 38.3065 | 37.4742 | 36.6323
Tennessee - Chattanooga | Jan | A | Tennessee - Chattanooga-Jan | 31.8774 | 30.8065 | 30.5968 | 30.0258 | 29.7097 | 29.5226 | 29.0774 | 28.6258 | 30.4258 | 32.729 | 35.2387 | 37.3968 | 38.771 | 40.9194 | 41.7742 | 41.8065 | 41.6452 | 40.1323 | 38.6774 | 37.0839 | 35.2452 | 34.1613 | 33.4839 | 32.5097
Tennessee - Chattanooga | Feb | B | Tennessee - Chattanooga-Feb | 39.6643 | 38.7607 | 38.3964 | 37.9357 | 38.0357 | 37.9643 | 37.7536 | 37.6107 | 39.0893 | 40.825 | 43.2964 | 45.825 | 47.4429 | 48.8643 | 50.3357 | 50.8286 | 50.6536 | 48.9714 | 47.4143 | 45.3464 | 44.0107 | 42.5 | 41.9179 | 40.7821
Tennessee - Chattanooga | Mar | C | Tennessee - Chattanooga-Mar | 46.8 | 46.0968 | 45.4581 | 44.8097 | 44.5806 | 43.671 | 43.6387 | 44.2613 | 47.0258 | 49.8968 | 52.9871 | 56.0645 | 58.1581 | 60.1871 | 61.229 | 61.7968 | 61.7 | 60.3968 | 58.2903 | 55.5258 | 52.8935 | 50.6516 | 49.2097 | 48.2258
Tennessee - Chattanooga | Apr | D | Tennessee - Chattanooga-Apr | 54.3033 | 53.5267 | 52.75 | 51.9767 | 51.96 | 51.9067 | 51.8533 | 55.2633 | 58.6367 | 62.0567 | 64.4767 | 66.8633 | 69.3067 | 70.2333 | 71.1667 | 72.0933 | 71.0533 | 70.0033 | 68.8533 | 65.1033 | 61.39 | 57.7667 | 56.6133 | 55.43
Tennessee - Chattanooga | May | E | Tennessee - Chattanooga-May | 61.3323 | 60.7387 | 59.8516 | 59.1645 | 58.7097 | 57.9613 | 58.5935 | 61.7548 | 65.2613 | 68.5484 | 71.5226 | 73.7968 | 75.1645 | 75.6097 | 75.6548 | 75.8065 | 75.7355 | 74.6484 | 73.0484 | 69.6516 | 67.3774 | 65.6161 | 64.2355 | 62.9871
Tennessee - Chattanooga | Jun | F | Tennessee - Chattanooga-Jun | 67.9367 | 66.8 | 66.1767 | 65.6667 | 65.2333 | 65.22 | 66.88 | 69.92 | 73.5167 | 76.9867 | 79.44 | 81.4667 | 82.9933 | 83.6033 | 84.1033 | 83.7167 | 83.15 | 81.09 | 79.9567 | 77.1967 | 73.6367 | 71.3167 | 69.86 | 68.5833
Tennessee - Chattanooga | Jul | G | Tennessee - Chattanooga-Jul | 75.3355 | 74.3871 | 71.2871 | 70.6 | 70.0419 | 69.7 | 70.9065 | 73.6677 | 76.7452 | 79.6 | 81.8097 | 84.0581 | 85.2806 | 86.4161 | 86.2516 | 86.0323 | 85.6097 | 84.8871 | 83.229 | 80.529 | 78.5871 | 76.2968 | 74.9871 | 74.1032
Tennessee - Chattanooga | Aug | H | Tennessee - Chattanooga-Aug | 71.2968 | 70.2839 | 72.1935 | 71.3226 | 70.9774 | 70.5968 | 71.2548 | 74.5613 | 78.3355 | 81.4226 | 84.4419 | 86.7387 | 88.0774 | 88.5419 | 88.8839 | 87.8032 | 87.6452 | 86.1935 | 84.2613 | 81.0161 | 78.8032 | 77.3097 | 75.6548 | 74.3903
Tennessee - Chattanooga | Sep | I | Tennessee - Chattanooga-Sep | 66.5833 | 66.3067 | 65.9067 | 65.35 | 64.8133 | 64.3567 | 64.4567 | 66.61 | 69.78 | 72.89 | 75.16 | 77.3067 | 78.9033 | 79.8733 | 79.5667 | 80.0033 | 79.22 | 77.87 | 75.2733 | 72.46 | 70.4533 | 69.14 | 68.1433 | 66.8967
Tennessee - Chattanooga | Oct | J | Tennessee - Chattanooga-Oct | 52.0323 | 51.2871 | 50.6065 | 49.8355 | 49.629 | 49.4387 | 49.2419 | 52.2581 | 55.2226 | 58.2258 | 61.6161 | 64.971 | 68.3548 | 69.2581 | 70.2226 | 71.1387 | 68.5839 | 66.071 | 63.5065 | 61.0065 | 58.529 | 56.0419 | 54.7258 | 53.3645
Tennessee - Chattanooga | Nov | K | Tennessee - Chattanooga-Nov | 45.6367 | 44.9667 | 44.3533 | 43.6633 | 43.3467 | 43.04 | 42.7167 | 44.2567 | 45.7733 | 47.29 | 50.2 | 53.0833 | 55.9667 | 56.6233 | 57.2567 | 57.9 | 56.13 | 54.3467 | 52.4933 | 50.8133 | 49.1867 | 47.5033 | 46.65 | 45.79
Tennessee - Chattanooga | Dec | L | Tennessee - Chattanooga-Dec | 34.9452 | 34.3065 | 33.6323 | 32.9742 | 32.6968 | 32.4323 | 32.1323 | 34.5613 | 36.9871 | 39.4258 | 42.7452 | 46.0548 | 49.3968 | 50.4774 | 51.5161 | 52.5871 | 49.7452 | 46.9387 | 44.1 | 42.2903 | 40.4903 | 38.6742 | 37.6355 | 36.6419
Tennessee - Knoxville | Jan | A | Tennessee - Knoxville-Jan | 35.1323 | 34.3581 | 34.2258 | 33.8516 | 33.2806 | 32.3226 | 32.0161 | 31.8032 | 33 | 34.9806 | 37.2065 | 38.8258 | 40.1903 | 41.4774 | 42.3516 | 42.8226 | 41.9645 | 40.4516 | 39.1161 | 38.5065 | 37.6484 | 36.9935 | 36.1581 | 35.671
Tennessee - Knoxville | Feb | B | Tennessee - Knoxville-Feb | 36.0429 | 35.2464 | 34.6357 | 33.8571 | 33.1821 | 32.7679 | 32.4286 | 32.2429 | 34.8786 | 37.9429 | 40.6893 | 43.025 | 45.0893 | 46.0607 | 47.1179 | 47.7893 | 47.5607 | 45.475 | 43.1464 | 41.45 | 40.1786 | 38.7571 | 37.6464 | 36.7536
Tennessee - Knoxville | Mar | C | Tennessee - Knoxville-Mar | 45.0806 | 44.2742 | 43.4645 | 42.6484 | 42.029 | 41.3645 | 40.7452 | 43.1548 | 45.5355 | 47.9323 | 50.0968 | 52.271 | 54.4419 | 55.4968 | 56.5484 | 57.6129 | 56.2161 | 54.8032 | 53.3065 | 51.5645 | 49.8258 | 48.1226 | 47.2323 | 46.3129
Tennessee - Knoxville | Apr | D | Tennessee - Knoxville-Apr | 54.39 | 53.7533 | 53.0767 | 52.4 | 51.9667 | 51.57 | 51.14 | 53.8933 | 56.68 | 59.4367 | 61.6233 | 63.85 | 66.03 | 67.11 | 68.1933 | 69.2667 | 68.2533 | 67.2767 | 66.2067 | 63.88 | 61.5567 | 59.29 | 57.7067 | 56.1467
Tennessee - Knoxville | May | E | Tennessee - Knoxville-May | 61.1419 | 60.471 | 59.8 | 59.1226 | 59.4645 | 59.7806 | 60.0806 | 62.5774 | 65.0226 | 67.4968 | 69.2194 | 70.8935 | 72.6194 | 72.9 | 73.1645 | 73.4548 | 72.4419 | 71.4129 | 70.3323 | 68.3516 | 66.4129 | 64.4742 | 63.4355 | 62.4613
Tennessee - Knoxville | Jun | F | Tennessee - Knoxville-Jun | 67.1833 | 66.4933 | 65.8433 | 65.1267 | 65.31 | 65.4567 | 65.6467 | 68.68 | 71.6433 | 74.67 | 76.5933 | 78.5133 | 80.4267 | 80.66 | 80.8367 | 81.08 | 80.13 | 79.1933 | 78.18 | 75.58 | 73.1 | 70.5767 | 69.5367 | 68.51
Tennessee - Knoxville | Jul | G | Tennessee - Knoxville-Jul | 73.5097 | 72.8097 | 69.7839 | 69.0839 | 69.1032 | 69.1581 | 69.2194 | 72.2 | 75.2097 | 78.2129 | 80.2516 | 82.3129 | 84.3548 | 84.6871 | 85.0226 | 85.3484 | 83.8742 | 82.4097 | 80.9097 | 78.5355 | 76.1742 | 73.8226 | 72.8903 | 72.0581
Tennessee - Knoxville | Aug | H | Tennessee - Knoxville-Aug | 69.6 | 68.5 | 70.7097 | 70.1097 | 69.5903 | 69.2161 | 69.471 | 71.7032 | 74.7806 | 77.8452 | 80.2452 | 82.1161 | 82.8129 | 84.0613 | 83.5194 | 83.4548 | 83.0806 | 82.2548 | 79.9194 | 77.571 | 75.7903 | 74.5387 | 73.3323 | 72.3935
Tennessee - Knoxville | Sep | I | Tennessee - Knoxville-Sep | 65.68 | 64.86 | 64.4 | 63.6533 | 62.7167 | 62.4767 | 62.6033 | 65.39 | 69.0267 | 72.19 | 74.5633 | 76.9833 | 78.7333 | 79.53 | 79.82 | 79.82 | 78.9067 | 76.9 | 73.88 | 71.8133 | 69.7867 | 68.3433 | 67.1933 | 66.3233
Tennessee - Knoxville | Oct | J | Tennessee - Knoxville-Oct | 53.9968 | 53.2613 | 52.5419 | 51.8032 | 51.3129 | 50.8194 | 50.329 | 52.9452 | 55.6097 | 58.2323 | 60.7677 | 63.3258 | 65.8774 | 66.7484 | 67.6226 | 68.5032 | 66.1677 | 63.8806 | 61.5161 | 59.8581 | 58.271 | 56.6484 | 55.7032 | 54.771
Tennessee - Knoxville | Nov | K | Tennessee - Knoxville-Nov | 44.4633 | 43.4567 | 43.0333 | 42.67 | 42 | 41.93 | 41.44 | 41.71 | 44.5367 | 48.2733 | 51.53 | 54.2533 | 56.5933 | 58.5633 | 59.1333 | 59.1033 | 58.26 | 54.77 | 52.2967 | 50.1467 | 48.2033 | 46.9267 | 45.8967 | 44.86
Tennessee - Knoxville | Dec | L | Tennessee - Knoxville-Dec | 41.1581 | 40.7129 | 40.1452 | 39.8065 | 39.6 | 38.8548 | 38.8581 | 38.8645 | 39.9903 | 42.2935 | 44.4194 | 47.1548 | 49.7419 | 50.8806 | 51.7613 | 51.6548 | 50.3419 | 47.4839 | 46.2968 | 45.1 | 43.9258 | 42.8742 | 42.2871 | 41.1935
Tennessee - Memphis | Jan | A | Tennessee - Memphis-Jan | 39.2548 | 38.7677 | 38.2452 | 37.7613 | 37.2774 | 36.7935 | 37.9258 | 39.0484 | 40.1968 | 42.3 | 44.4226 | 46.5258 | 47.2968 | 48.0935 | 48.8677 | 47.7065 | 46.5742 | 45.4226 | 44.2387 | 43.0581 | 41.8839 | 41.2968 | 40.6968 | 40.1032
Tennessee - Memphis | Feb | B | Tennessee - Memphis-Feb | 38.9464 | 38.3786 | 37.7857 | 37.3393 | 36.9571 | 36.5107 | 37.6321 | 38.7964 | 39.9821 | 42.2393 | 44.5321 | 46.7964 | 47.3036 | 47.8071 | 48.325 | 47.1893 | 46.0786 | 44.9464 | 43.7607 | 42.6179 | 41.4536 | 40.7714 | 40.1143 | 39.4179
Tennessee - Memphis | Mar | C | Tennessee - Memphis-Mar | 46.9419 | 47.0903 | 46.4355 | 45.6355 | 45.2194 | 45.129 | 45.8806 | 49 | 52.0548 | 54.0742 | 56.2194 | 58.2065 | 59.8387 | 60.8484 | 61.3806 | 60.6387 | 59.3 | 57.2323 | 55.0935 | 52.7613 | 51.0484 | 49.8194 | 48.6452 | 47.6065
Tennessee - Memphis | Apr | D | Tennessee - Memphis-Apr | 57.8133 | 57.0667 | 56.3367 | 55.78 | 55.2267 | 54.66 | 57.8533 | 61.0567 | 64.2267 | 66.0233 | 67.8 | 69.5833 | 70.0967 | 70.61 | 71.1233 | 69.9833 | 68.8967 | 67.7567 | 65.83 | 63.9767 | 62.09 | 61.0233 | 59.9567 | 58.9233
Tennessee - Memphis | May | E | Tennessee - Memphis-May | 66.8806 | 65.9548 | 65.2677 | 64.6548 | 64 | 64.6097 | 68.0355 | 71.2613 | 73.9 | 75.7903 | 77.0484 | 78.2194 | 79.2774 | 79.4806 | 79.6097 | 79.1968 | 78.2161 | 77.3032 | 74.8645 | 72.2935 | 70.9032 | 69.7097 | 68.9903 | 68.1355
Tennessee - Memphis | Jun | F | Tennessee - Memphis-Jun | 73.1667 | 72.3533 | 72.1667 | 71.3033 | 71.05 | 72.1767 | 75.1133 | 78.2267 | 80.4767 | 82.7133 | 84.1033 | 84.91 | 85.52 | 86.3533 | 86.4167 | 85.59 | 84.6967 | 82.9567 | 80.9267 | 78.3233 | 77.0367 | 76.0267 | 74.97 | 74
Tennessee - Memphis | Jul | G | Tennessee - Memphis-Jul | 78.1613 | 77.6516 | 74.6065 | 73.9452 | 73.5097 | 74.229 | 77.0097 | 79.9613 | 82.3968 | 84.4871 | 86.3613 | 87.1839 | 88.2742 | 88.5645 | 88.6258 | 88.4161 | 87.2774 | 85.8742 | 83.8065 | 81.4161 | 79.5581 | 78.6806 | 77.1548 | 76.5903
Tennessee - Memphis | Aug | H | Tennessee - Memphis-Aug | 71.7161 | 71.0742 | 72.7806 | 72.2968 | 71.8839 | 71.3742 | 74.7742 | 78.1903 | 81.6226 | 83.5355 | 85.429 | 87.3387 | 87.6097 | 87.8097 | 88.0806 | 87.1806 | 86.3355 | 85.4129 | 83.1258 | 80.8355 | 78.5806 | 77.2258 | 75.8935 | 74.6484
Tennessee - Memphis | Sep | I | Tennessee - Memphis-Sep | 68.9667 | 68.5367 | 68.1033 | 67.8633 | 67.6267 | 67.4067 | 69.64 | 71.8667 | 74.09 | 75.67 | 77.21 | 78.79 | 79.3767 | 79.9267 | 80.5333 | 79.29 | 78.09 | 76.8533 | 75.21 | 73.5533 | 71.9633 | 71.0333 | 70.1567 | 69.2767
Tennessee - Memphis | Oct | J | Tennessee - Memphis-Oct | 55.4161 | 54.3484 | 53.5097 | 53.0387 | 52.4774 | 52.0613 | 52.8355 | 57.5968 | 62.4903 | 66.5387 | 69.4516 | 71.2677 | 72.8742 | 73.6968 | 73.6613 | 73.0194 | 70.6645 | 66.8581 | 63.3613 | 61.6 | 60.2097 | 58.6806 | 57.1774 | 56.2742
Tennessee - Memphis | Nov | K | Tennessee - Memphis-Nov | 48.96 | 48.0133 | 46.9967 | 46.61 | 46.04 | 45.46 | 45.2333 | 47.68 | 50.87 | 54.2733 | 57.14 | 59.5067 | 61.1 | 61.9967 | 62.08 | 61.15 | 58.3667 | 55.4733 | 53.7367 | 52.4 | 51.0433 | 50.2333 | 49.4533 | 48.57
Tennessee - Memphis | Dec | L | Tennessee - Memphis-Dec | 41.1839 | 40.7032 | 40.4161 | 40.0161 | 39.5903 | 39.3806 | 39.2032 | 39.9097 | 41.8452 | 43.8516 | 45.8194 | 47.3613 | 48.4323 | 49.0226 | 49.2097 | 48.9032 | 47.2484 | 46.1484 | 45.6548 | 44.8452 | 44.3613 | 43.8548 | 43.2839 | 42.3419
Tennessee - Nashville | Jan | A | Tennessee - Nashville-Jan | 29.5871 | 29.1613 | 28.8839 | 28.4097 | 27.8645 | 27.5452 | 27.171 | 28.3258 | 30.9194 | 33.4226 | 35.4258 | 37.0871 | 38.2032 | 39.071 | 39.3419 | 38.9452 | 36.7452 | 35.4129 | 34.1548 | 32.5645 | 31.4323 | 30.8548 | 30.1935 | 29.7774
Tennessee - Nashville | Feb | B | Tennessee - Nashville-Feb | 33.5143 | 33.0571 | 32.6464 | 31.6357 | 31.2929 | 30.9714 | 30.9286 | 32.4571 | 34.5393 | 36.8643 | 38.9464 | 40.3607 | 42.0643 | 42.825 | 43.4214 | 43.0679 | 41.9286 | 39.8857 | 38.5607 | 37.45 | 36.6286 | 35.95 | 34.6786 | 33.8286
Tennessee - Nashville | Mar | C | Tennessee - Nashville-Mar | 42.7968 | 42 | 41.1258 | 40.3194 | 39.5032 | 38.6645 | 41.8774 | 45.0935 | 48.3677 | 50.7548 | 53.1097 | 55.5129 | 56.1 | 56.6774 | 57.2677 | 55.4548 | 53.6516 | 51.8323 | 50.0613 | 48.3258 | 46.5677 | 45.8355 | 45.1032 | 44.3742
Tennessee - Nashville | Apr | D | Tennessee - Nashville-Apr | 52.1367 | 51.4467 | 51.02 | 50.2333 | 49.81 | 50.0267 | 53.47 | 57.4 | 59.9633 | 62.55 | 64.3467 | 65.73 | 66.8267 | 67.8367 | 68.2133 | 68.1567 | 66.7567 | 64.2233 | 61.1733 | 59.4033 | 57.2767 | 55.7467 | 54.8833 | 53.62
Tennessee - Nashville | May | E | Tennessee - Nashville-May | 61.3742 | 61.1613 | 60.7065 | 60.071 | 60.2613 | 61.7097 | 64.7968 | 67.8677 | 70.5774 | 72.729 | 74.6323 | 75.8419 | 76.6613 | 77.271 | 77.1323 | 76.7806 | 75.4226 | 73.4032 | 70.171 | 68.3 | 66.0484 | 64.6258 | 63.2935 | 62.3097
Tennessee - Nashville | Jun | F | Tennessee - Nashville-Jun | 68.67 | 68.0733 | 67.74 | 66.7967 | 66.44 | 68.7133 | 72.2367 | 75.7867 | 78.9967 | 80.8567 | 82.7933 | 83.8533 | 84.6967 | 85.1567 | 85.8 | 84.14 | 83 | 81.6067 | 78.11 | 75.9367 | 73.7867 | 72.3133 | 71.14 | 69.7433
Tennessee - Nashville | Jul | G | Tennessee - Nashville-Jul | 73.9419 | 73.2516 | 70.3065 | 69.6161 | 69.1581 | 70.3548 | 73.3516 | 76.7355 | 79.7452 | 81.8774 | 83.7032 | 85.4032 | 87.0548 | 88.1065 | 88.4129 | 88.0677 | 86.7065 | 84.7032 | 81.4323 | 78.5839 | 76.5806 | 74.9903 | 73.6581 | 72.5484
Tennessee - Nashville | Aug | H | Tennessee - Nashville-Aug | 68.8742 | 67.9065 | 69.4742 | 68.7968 | 68.5323 | 69.0194 | 71.6516 | 74.9871 | 78.2032 | 80.7323 | 82.8032 | 83.9516 | 84.071 | 84.5774 | 85.3419 | 85.3097 | 84.1871 | 82.5161 | 79.4258 | 76.8516 | 75.1839 | 74.0355 | 72.9355 | 72.071
Tennessee - Nashville | Sep | I | Tennessee - Nashville-Sep | 66.8167 | 66.0367 | 65.43 | 65.0933 | 64.3733 | 64.4367 | 67.3267 | 71.3067 | 74.9667 | 78.57 | 80.8033 | 82.53 | 83.3567 | 83.9267 | 84.31 | 83.83 | 82.2067 | 79.2033 | 76.3633 | 73.9833 | 72.1033 | 70.7133 | 69.3533 | 68.1067
Tennessee - Nashville | Oct | J | Tennessee - Nashville-Oct | 52.7742 | 51.5677 | 50.9065 | 50.1742 | 49.6968 | 49.3742 | 50.971 | 54.6161 | 60.6419 | 64.271 | 67.2774 | 69.0419 | 70.6258 | 71.5806 | 72.3194 | 71.6323 | 69.1677 | 65.5484 | 62.6645 | 60.4742 | 57.9258 | 56.5871 | 55.0129 | 54.1774
Tennessee - Nashville | Nov | K | Tennessee - Nashville-Nov | 46.1467 | 45.3633 | 44.8333 | 44.3933 | 44.1167 | 43.48 | 43.5967 | 46.2867 | 49.4867 | 52.5933 | 54.4233 | 55.3667 | 56.69 | 57.2 | 56.9933 | 56.0433 | 53.5833 | 51.8133 | 50.8533 | 49.3 | 48.07 | 47.43 | 46.6267 | 45.9967
Tennessee - Nashville | Dec | L | Tennessee - Nashville-Dec | 39.4097 | 39.1032 | 38.5839 | 38.1806 | 37.3161 | 37.4484 | 37.6258 | 39.329 | 41.8484 | 44.5194 | 46.4645 | 48.1774 | 49.2032 | 49.2645 | 48.9516 | 48.3226 | 46.2452 | 44.5097 | 43.2032 | 42.4516 | 41.8419 | 40.9516 | 40.8387 | 40.3742
Texas - Abilene | Jan | A | Texas - Abilene-Jan | 37.4194 | 36.9452 | 36.4548 | 36.0677 | 35.6677 | 35.2742 | 35.8452 | 36.429 | 36.9968 | 40.3968 | 43.8258 | 47.2419 | 49.2419 | 51.2161 | 53.2161 | 51.9226 | 50.629 | 49.3226 | 46.6065 | 43.8742 | 41.2355 | 40.329 | 39.429 | 38.5613
Texas - Abilene | Feb | B | Texas - Abilene-Feb | 42.6893 | 41.9143 | 41.1036 | 40.5714 | 40.075 | 39.5321 | 40.4357 | 41.4 | 42.3536 | 45.4893 | 48.6036 | 51.7464 | 53.3036 | 54.8357 | 56.3929 | 56.2 | 55.9893 | 55.8 | 52.6643 | 49.6393 | 46.625 | 45.7714 | 44.9107 | 44.075
Texas - Abilene | Mar | C | Texas - Abilene-Mar | 51.9645 | 51.0935 | 50.1613 | 49.6161 | 49.171 | 48.3935 | 48.271 | 50.1581 | 54.0419 | 57.4452 | 60.4935 | 63.4484 | 65.7032 | 67.1065 | 68.4806 | 68.4968 | 67.3581 | 66.1581 | 62.1452 | 58.8484 | 56.1839 | 54.5645 | 53.629 | 52.8871
Texas - Abilene | Apr | D | Texas - Abilene-Apr | 59.11 | 58.2733 | 57.35 | 56.8267 | 56.28 | 55.73 | 58.34 | 60.9133 | 63.4833 | 66.05 | 68.5567 | 71.1367 | 72.4967 | 73.8933 | 75.2533 | 74.81 | 74.4033 | 73.9367 | 70.6267 | 67.3233 | 64.06 | 62.8733 | 61.6667 | 60.4933
Texas - Abilene | May | E | Texas - Abilene-May | 65.629 | 64.9194 | 64.1581 | 63.6387 | 63.2129 | 62.6968 | 64.871 | 67.0323 | 69.2226 | 71.8806 | 74.4645 | 77.129 | 78.5161 | 79.9613 | 81.3452 | 80.8806 | 80.4323 | 79.9452 | 76.8129 | 73.7355 | 70.6516 | 69.2452 | 67.9129 | 66.5129
Texas - Abilene | Jun | F | Texas - Abilene-Jun | 72.39 | 71.5867 | 70.79 | 70.25 | 69.74 | 69.1667 | 71.5033 | 73.8067 | 76.16 | 78.7233 | 81.2633 | 83.7967 | 85.22 | 86.6433 | 88.04 | 87.56 | 87.09 | 86.5933 | 83.4667 | 80.4 | 77.3467 | 76.0533 | 74.74 | 73.4633
Texas - Abilene | Jul | G | Texas - Abilene-Jul | 80.5452 | 79.2806 | 75.4032 | 74.4581 | 73.4774 | 72.5129 | 75.6097 | 78.7387 | 81.8839 | 84.5419 | 87.1581 | 89.8323 | 90.9839 | 92.1871 | 93.3387 | 92.8161 | 92.3484 | 91.8323 | 89.1032 | 86.4452 | 83.7323 | 82.2129 | 80.6645 | 79.2032
Texas - Abilene | Aug | H | Texas - Abilene-Aug | 74.9645 | 74.0323 | 75.5935 | 74.5645 | 73.4806 | 73.0226 | 73.3516 | 76.9032 | 80.1806 | 83.4097 | 86.6323 | 88.5677 | 90.8 | 92.1871 | 92.9161 | 92.9774 | 92.1645 | 91.0419 | 89.1903 | 85.9194 | 82.8323 | 81.2452 | 79.6903 | 78.4387
Texas - Abilene | Sep | I | Texas - Abilene-Sep | 69.6033 | 69.13 | 68.57 | 67.99 | 67.5767 | 67.0867 | 67.43 | 70.1067 | 73.0567 | 75.76 | 78.2967 | 80.1533 | 81.3367 | 83.0167 | 83.46 | 83.16 | 81.5767 | 80.3133 | 76.82 | 74.14 | 72.6333 | 71.71 | 70.8733 | 70.3267
Texas - Abilene | Oct | J | Texas - Abilene-Oct | 59.0194 | 58.2645 | 57.4935 | 57.0935 | 56.6774 | 56.2677 | 58.4839 | 60.7129 | 62.9452 | 65.8129 | 68.6677 | 71.5258 | 72.7839 | 74.0355 | 75.2903 | 74.1839 | 73.0677 | 71.9613 | 68.7516 | 65.5774 | 62.4387 | 61.4871 | 60.5806 | 59.6129
Texas - Abilene | Nov | K | Texas - Abilene-Nov | 49.13 | 48.56 | 47.91 | 47.5467 | 47.1933 | 46.8 | 48.2433 | 49.62 | 51.04 | 54.27 | 57.47 | 60.7 | 62.3667 | 64.06 | 65.7267 | 63.9167 | 62.1067 | 60.31 | 57.8667 | 55.4367 | 53.04 | 51.8267 | 50.5867 | 49.3967
Texas - Abilene | Dec | L | Texas - Abilene-Dec | 40.2258 | 39.5613 | 38.8968 | 38.3903 | 37.8839 | 37.3742 | 38.2452 | 39.1323 | 39.9935 | 42.5548 | 45.0903 | 47.6387 | 48.8903 | 50.0839 | 51.3226 | 49.5645 | 47.8129 | 46.0484 | 44.6194 | 43.1742 | 41.7387 | 41.2065 | 40.6806 | 40.1484
Texas - Amarillo | Jan | A | Texas - Amarillo-Jan | 27.1871 | 26.1226 | 25.0645 | 24.5419 | 23.8452 | 23.8323 | 22.9968 | 22.7065 | 25.2903 | 29.3516 | 33.6935 | 37.3839 | 39.9226 | 41.9935 | 42.8419 | 42.8226 | 41.7484 | 38.0419 | 33.7387 | 31.0613 | 29.2194 | 28.3226 | 27.9 | 27.5548
Texas - Amarillo | Feb | B | Texas - Amarillo-Feb | 31.7286 | 31.1107 | 30.5179 | 30.1321 | 29.7393 | 29.3643 | 30.4429 | 31.5571 | 32.675 | 36.0536 | 39.4607 | 42.8357 | 44.6464 | 46.4643 | 48.2714 | 47.2536 | 46.2821 | 45.2536 | 41.9321 | 38.6571 | 35.4679 | 34.6357 | 33.7464 | 32.9143
Texas - Amarillo | Mar | C | Texas - Amarillo-Mar | 37.4323 | 36.6903 | 35.9 | 34.8968 | 34.4452 | 33.7968 | 33.1548 | 34.9871 | 39.429 | 43.8581 | 47.4323 | 50.3065 | 52.6129 | 54.1065 | 55.2419 | 55.5355 | 55.3548 | 53.6387 | 48.8161 | 44.771 | 42.3323 | 40.6065 | 39.6194 | 38.6161
Texas - Amarillo | Apr | D | Texas - Amarillo-Apr | 46.79 | 46.1233 | 45.1367 | 44.03 | 42.7267 | 41.9067 | 42.3467 | 47.2 | 51.2733 | 55.1767 | 58.2833 | 60.7367 | 63.1833 | 65.05 | 65.99 | 66.46 | 66.47 | 65.4933 | 61.55 | 55.52 | 52.6367 | 50.73 | 49.7167 | 47.9333
Texas - Amarillo | May | E | Texas - Amarillo-May | 56.6581 | 55.2484 | 53.8161 | 52.9355 | 52.0419 | 51.1677 | 54.1226 | 57.1194 | 60.0935 | 63.2097 | 66.3161 | 69.4161 | 71.0742 | 72.7161 | 74.3516 | 74.3613 | 74.3484 | 74.3677 | 70.7452 | 67.2419 | 63.6839 | 61.9161 | 60.1613 | 58.4355
Texas - Amarillo | Jun | F | Texas - Amarillo-Jun | 68.1067 | 66.7167 | 65.51 | 64.4133 | 63.65 | 62.4533 | 64.9467 | 69.2667 | 72.9533 | 76.1933 | 79.3233 | 81.6667 | 83.96 | 85.2633 | 86.0733 | 85.7633 | 85.8467 | 84.9233 | 82.2367 | 78.0733 | 75.19 | 73.1233 | 71.5967 | 70.0567
Texas - Amarillo | Jul | G | Texas - Amarillo-Jul | 74.5742 | 73.5226 | 70.1258 | 69.1452 | 68.1645 | 67.1516 | 70.6484 | 74.1452 | 77.6677 | 80.2548 | 82.829 | 85.4387 | 86.5097 | 87.6742 | 88.729 | 88.2968 | 87.8484 | 87.3774 | 84.5258 | 81.729 | 78.8871 | 77.0226 | 75.1484 | 73.2774
Texas - Amarillo | Aug | H | Texas - Amarillo-Aug | 66.5774 | 65.5355 | 67.3903 | 66.7226 | 66.2194 | 65.7355 | 66.6355 | 70.8161 | 75.0032 | 79.2194 | 82.5742 | 84.8839 | 86.2806 | 86.2129 | 86.5258 | 86.2258 | 85.1065 | 84.4194 | 81.5355 | 76.6677 | 74.0032 | 72.5355 | 71.1129 | 69.6065
Texas - Amarillo | Sep | I | Texas - Amarillo-Sep | 61.4833 | 60.8667 | 60.2233 | 59.69 | 59.2167 | 58.6467 | 60.68 | 62.73 | 64.82 | 68.1933 | 71.59 | 74.9767 | 76.04 | 77.0833 | 78.1567 | 77.0933 | 76.0767 | 75 | 71.9067 | 68.8467 | 65.8233 | 64.5467 | 63.2767 | 62.0267
Texas - Amarillo | Oct | J | Texas - Amarillo-Oct | 52.0774 | 51.4839 | 50.7581 | 50.3226 | 49.3129 | 48.2806 | 47.3806 | 50.3645 | 56.5258 | 61.5742 | 66.1194 | 69.3323 | 71.6097 | 72.8516 | 73.7645 | 73.9097 | 72.6355 | 68.7581 | 62.9387 | 59.4323 | 57.2871 | 55.3774 | 53.9871 | 53.4258
Texas - Amarillo | Nov | K | Texas - Amarillo-Nov | 37.54 | 36.69 | 36.1867 | 35.3067 | 34.9933 | 35.3233 | 34.7767 | 34.4067 | 38.3733 | 42.7933 | 47.0367 | 49.0133 | 50.4033 | 51.52 | 52.35 | 52.2467 | 50.4733 | 45.7333 | 42.5167 | 41.3 | 40.3233 | 38.9467 | 38.09 | 37.0033
Texas - Amarillo | Dec | L | Texas - Amarillo-Dec | 30.5806 | 30.029 | 29.5 | 29.2 | 28.8774 | 28.5935 | 29.1355 | 29.7258 | 30.2968 | 34.4935 | 38.7097 | 42.9 | 44.4645 | 46.0452 | 47.6 | 45.2 | 42.8323 | 40.4355 | 38.0484 | 35.7 | 33.3194 | 32.5839 | 31.8387 | 31.1065
Texas - Austin | Jan | A | Texas - Austin-Jan | 45.9161 | 45.3871 | 44.8871 | 44.5871 | 44.2774 | 43.9742 | 44.7097 | 45.4226 | 46.1387 | 49.3065 | 52.4581 | 55.6194 | 57.1903 | 58.7452 | 60.3065 | 59.0613 | 57.7323 | 56.4903 | 54.4355 | 52.4161 | 50.4 | 49.171 | 47.9258 | 46.6871
Texas - Austin | Feb | B | Texas - Austin-Feb | 47.5 | 46.6643 | 45.6429 | 44.975 | 44.225 | 43.6286 | 43.6286 | 44.0536 | 46.8964 | 49.9607 | 53.2179 | 56.2429 | 58.5929 | 60.6357 | 61.7143 | 61.9536 | 61.2679 | 59.7214 | 56.4929 | 53.9929 | 52.2036 | 50.8286 | 49.7607 | 48.7607
Texas - Austin | Mar | C | Texas - Austin-Mar | 55.6516 | 54.9839 | 54.4258 | 53.8129 | 53.3839 | 52.9129 | 52.3548 | 53.2871 | 55.7903 | 58.3323 | 61 | 62.7935 | 65.671 | 67.8774 | 69.1226 | 69.8387 | 69.471 | 68.2161 | 65.0839 | 62.1484 | 60.4935 | 58.9161 | 57.8935 | 56.7516
Texas - Austin | Apr | D | Texas - Austin-Apr | 64.7033 | 63.9567 | 63.36 | 63.1567 | 63.0267 | 62.7433 | 63.3267 | 65.5167 | 68.2067 | 70.9433 | 73.06 | 74.2867 | 75.8767 | 76.91 | 77.7667 | 77.6067 | 76.5033 | 75.2733 | 72.5167 | 70.0433 | 68.3 | 67.26 | 66.65 | 65.78
Texas - Austin | May | E | Texas - Austin-May | 70.1 | 69.4323 | 68.7806 | 68.2516 | 67.9452 | 68.1323 | 69.0323 | 71.1968 | 73.7 | 75.5258 | 77.7484 | 79.1161 | 80.1323 | 80.8419 | 81.8129 | 81.9097 | 81.5871 | 80.0742 | 77.7194 | 75.4032 | 73.9032 | 72.8645 | 71.8935 | 71.1258
Texas - Austin | Jun | F | Texas - Austin-Jun | 74.69 | 73.7933 | 73.44 | 73.1267 | 72.59 | 72.3633 | 73.8033 | 76.52 | 79.24 | 82.0467 | 83.93 | 86.21 | 87.4567 | 88.3733 | 89.3767 | 89.0967 | 88.67 | 87.46 | 85.03 | 82.07 | 79.8133 | 78.29 | 77.08 | 75.6533
Texas - Austin | Jul | G | Texas - Austin-Jul | 81.0419 | 80.1161 | 76.729 | 76.0452 | 75.4387 | 74.7194 | 77.3677 | 79.9645 | 82.6161 | 85.0484 | 87.4484 | 89.8806 | 90.929 | 92.0065 | 93.0516 | 92.5613 | 92.1258 | 91.6355 | 88.8839 | 86.229 | 83.5161 | 82.1806 | 80.7452 | 79.4484
Texas - Austin | Aug | H | Texas - Austin-Aug | 76.0516 | 75.4387 | 77.2161 | 76.6129 | 76.1516 | 75.4 | 76.2516 | 79.0194 | 81.3516 | 84.4161 | 87.0968 | 89.229 | 90.871 | 91.9742 | 92.5645 | 92.8871 | 92.1581 | 90.5226 | 87.7806 | 85.4258 | 83.6903 | 81.8774 | 80.4516 | 79.6161
Texas - Austin | Sep | I | Texas - Austin-Sep | 72.87 | 72.3567 | 71.7367 | 71.26 | 70.7633 | 70.3333 | 70.3567 | 72.7133 | 75.7867 | 78.4667 | 81.09 | 82.81 | 84.4333 | 85.9367 | 86.3367 | 85.9567 | 85.1333 | 83.4767 | 80.0767 | 77.83 | 76.3933 | 75.4 | 74.2467 | 73.6233
Texas - Austin | Oct | J | Texas - Austin-Oct | 65.9742 | 65.3806 | 64.6065 | 63.7516 | 63.0516 | 62.2484 | 62.029 | 64.4194 | 68.1452 | 72.1839 | 75.4065 | 77.8 | 79.3258 | 80.9645 | 81.3839 | 81.0581 | 79.8742 | 76.9452 | 73.871 | 71.6484 | 70.3613 | 68.8871 | 67.4065 | 66.3548
Texas - Austin | Nov | K | Texas - Austin-Nov | 58.0733 | 57.74 | 57.4267 | 56.75 | 56.5867 | 55.8767 | 55.4033 | 56.5533 | 58.4267 | 61.0833 | 64.1867 | 66.8467 | 69.5467 | 70.6733 | 71.2767 | 70.5233 | 68.9867 | 65.8733 | 63.5533 | 62.12 | 60.6567 | 59.8367 | 58.7333 | 57.8567
Texas - Austin | Dec | L | Texas - Austin-Dec | 47.5 | 47.3129 | 46.7871 | 46.4419 | 45.9032 | 45.8323 | 45.3065 | 45.2258 | 47.329 | 50.5903 | 53.2065 | 55.6161 | 57.7742 | 59.4387 | 60.4258 | 60.6097 | 58.8258 | 56.0613 | 54.1065 | 52.2032 | 51.1323 | 50.129 | 49.3581 | 48.9645
Texas - Brownsville | Jan | A | Texas - Brownsville-Jan | 54.4194 | 54.1484 | 53.8839 | 53.5323 | 53.2032 | 52.8452 | 54.071 | 55.2323 | 56.4516 | 58.7742 | 61.0871 | 63.4032 | 64.0871 | 64.7774 | 65.4516 | 63.9548 | 62.4484 | 60.9419 | 59.3839 | 57.8968 | 56.371 | 55.8452 | 55.3677 | 54.8452
Texas - Brownsville | Feb | B | Texas - Brownsville-Feb | 58.6143 | 58.0643 | 57.5321 | 57.2464 | 56.9929 | 56.7071 | 58.9071 | 61.0643 | 63.2464 | 65.8536 | 68.4214 | 71.0286 | 71.3071 | 71.6357 | 71.9071 | 70.0964 | 68.3036 | 66.4929 | 64.3179 | 62.1786 | 60 | 59.65 | 59.2714 | 58.9071
Texas - Brownsville | Mar | C | Texas - Brownsville-Mar | 62.171 | 62.0194 | 61.5613 | 61.2871 | 61.1258 | 60.4806 | 60.3452 | 62.6548 | 66.4355 | 68.8419 | 70.6645 | 72.2677 | 73.0452 | 73.7452 | 73.2258 | 72.1097 | 70.7387 | 68.9194 | 66.5226 | 64.9387 | 64.0839 | 63.7161 | 63.1613 | 62.8516
Texas - Brownsville | Apr | D | Texas - Brownsville-Apr | 69.13 | 68.72 | 68.16 | 67.84 | 67.8467 | 68.01 | 69.2067 | 72.2533 | 75.27 | 77.56 | 79.4567 | 80.7333 | 81.43 | 81.75 | 80.9367 | 80.0367 | 78.3133 | 75.81 | 73.2867 | 71.99 | 71.1333 | 70.6133 | 69.9733 | 69.5733
Texas - Brownsville | May | E | Texas - Brownsville-May | 74.1226 | 73.7742 | 73.371 | 73.2419 | 73.0968 | 72.9484 | 75.2613 | 77.6742 | 80.0355 | 81.4419 | 82.8516 | 84.2516 | 84.2839 | 84.3032 | 84.3258 | 82.8194 | 81.2516 | 79.7484 | 78.329 | 76.8903 | 75.4935 | 75.2129 | 74.971 | 74.6839
Texas - Brownsville | Jun | F | Texas - Brownsville-Jun | 77.5633 | 77.2067 | 77.03 | 76.6867 | 76.17 | 76.1667 | 77.8567 | 80.8033 | 82.8033 | 85.02 | 86.4033 | 87.2133 | 87.23 | 87.0867 | 87.03 | 86.51 | 85.5 | 83.6267 | 81.32 | 79.4267 | 78.6233 | 78.2333 | 77.82 | 77.5767
Texas - Brownsville | Jul | G | Texas - Brownsville-Jul | 80.3677 | 79.6419 | 76.4903 | 75.9323 | 75.6387 | 75.271 | 77.3355 | 81.7645 | 84.7065 | 87.0581 | 88.5774 | 89.2903 | 90.1097 | 89.6774 | 89.3677 | 89.2 | 87.5839 | 86.0645 | 83.3419 | 81.5032 | 80.2548 | 79.5548 | 79.0065 | 78.529
Texas - Brownsville | Aug | H | Texas - Brownsville-Aug | 75.771 | 75.3032 | 77.2968 | 76.9323 | 76.6258 | 76.2548 | 79.5032 | 82.7258 | 85.9742 | 87.1258 | 88.3387 | 89.4871 | 89.6774 | 89.8161 | 89.9839 | 89.0226 | 88.0355 | 87.0806 | 84.8806 | 82.7129 | 80.5677 | 79.9161 | 79.4032 | 78.7839
Texas - Brownsville | Sep | I | Texas - Brownsville-Sep | 76.6267 | 76.2167 | 75.7533 | 75.46 | 75.1767 | 74.86 | 77.3433 | 79.8267 | 82.3333 | 83.6433 | 84.9767 | 86.2933 | 86.55 | 86.8033 | 87.0533 | 85.6067 | 84.15 | 82.69 | 81.3267 | 79.94 | 78.6033 | 78.06 | 77.52 | 76.9867
Texas - Brownsville | Oct | J | Texas - Brownsville-Oct | 68.9968 | 68.5742 | 68.1 | 67.729 | 67.3774 | 66.9935 | 70.3419 | 73.7935 | 77.1548 | 79.0871 | 81.0323 | 82.971 | 83.0161 | 83.0613 | 83.0935 | 80.9581 | 78.8065 | 76.6774 | 74.9419 | 73.2355 | 71.529 | 70.8226 | 70.1548 | 69.4323
Texas - Brownsville | Nov | K | Texas - Brownsville-Nov | 64.3133 | 63.9633 | 63.59 | 63.2467 | 62.9133 | 62.5733 | 64.7633 | 66.9767 | 69.1867 | 71.0333 | 72.85 | 74.7033 | 74.6067 | 74.4867 | 74.39 | 72.6267 | 70.8867 | 69.1333 | 67.9067 | 66.6933 | 65.45 | 64.9067 | 64.37 | 63.83
Texas - Brownsville | Dec | L | Texas - Brownsville-Dec | 57.9839 | 57.7742 | 57.5194 | 57.2194 | 56.8774 | 56.5774 | 57.5355 | 58.4903 | 59.4645 | 61.8065 | 64.1065 | 66.4613 | 66.7323 | 67.0097 | 67.3 | 65.7323 | 64.1161 | 62.5484 | 61.4774 | 60.4581 | 59.3935 | 59.1548 | 58.9323 | 58.6935
Texas - Corpus Christi | Jan | A | Texas - Corpus Christi-Jan | 51.3677 | 50.8613 | 50.3387 | 50.0419 | 49.7613 | 49.4677 | 50.5 | 51.4774 | 52.5032 | 55.0935 | 57.6548 | 60.2323 | 61.2871 | 62.3581 | 63.4032 | 61.7097 | 60.0226 | 58.3323 | 56.7258 | 55.1839 | 53.5968 | 53.1806 | 52.7355 | 52.3065
Texas - Corpus Christi | Feb | B | Texas - Corpus Christi-Feb | 54.4393 | 53.9179 | 53.3536 | 53.2393 | 53.1 | 52.9893 | 54.1607 | 55.3393 | 56.5393 | 59.0893 | 61.675 | 64.2143 | 65.1214 | 66.0036 | 66.9071 | 65.6679 | 64.4036 | 63.1393 | 61.0143 | 58.8821 | 56.7821 | 56.1786 | 55.5893 | 54.9929
Texas - Corpus Christi | Mar | C | Texas - Corpus Christi-Mar | 59.7581 | 59.6968 | 59.3774 | 58.8065 | 57.6806 | 57.3129 | 57.6548 | 60.6742 | 64.3032 | 66.8613 | 68.8 | 70.2903 | 71.4161 | 72.1742 | 72.0581 | 71.2613 | 69.8097 | 67.6419 | 64.7129 | 62.7645 | 61.6645 | 60.571 | 60.6774 | 60.4742
Texas - Corpus Christi | Apr | D | Texas - Corpus Christi-Apr | 66.9967 | 66.8167 | 66.5967 | 66.4133 | 66.2533 | 66.0533 | 68.11 | 70.2133 | 72.2967 | 74.2367 | 76.1967 | 78.1333 | 78.5167 | 78.9 | 79.3 | 77.8667 | 76.41 | 74.9867 | 73.1667 | 71.2967 | 69.4867 | 68.82 | 68.18 | 67.5267
Texas - Corpus Christi | May | E | Texas - Corpus Christi-May | 71.429 | 71.0226 | 70.5871 | 70.3419 | 70.0968 | 69.8677 | 72.5129 | 75.1097 | 77.7645 | 79.3097 | 80.8742 | 82.429 | 82.6581 | 82.8645 | 83.071 | 82.1484 | 81.2097 | 80.2742 | 78.1419 | 76.0968 | 74.0129 | 73.3258 | 72.671 | 71.9806
Texas - Corpus Christi | Jun | F | Texas - Corpus Christi-Jun | 77.2967 | 76.9567 | 76.5567 | 76.45 | 76.3567 | 76.25 | 79.1433 | 82.0267 | 84.9367 | 86.0567 | 87.18 | 88.3 | 88.26 | 88.2 | 88.17 | 87.3867 | 86.5933 | 85.8067 | 83.6733 | 81.58 | 79.4967 | 78.8833 | 78.3367 | 77.77
Texas - Corpus Christi | Jul | G | Texas - Corpus Christi-Jul | 80.9161 | 80.2194 | 77.1839 | 76.3419 | 75.671 | 75.1871 | 78.4935 | 82.8452 | 84.8323 | 87.1097 | 89.3935 | 90.7161 | 91.5645 | 91.929 | 91.3129 | 90.4355 | 89.2323 | 87.3 | 84.4355 | 82.1935 | 81.1355 | 80.3935 | 79.4258 | 78.7097
Texas - Corpus Christi | Aug | H | Texas - Corpus Christi-Aug | 75.3806 | 74.6806 | 76.7871 | 76.5129 | 76.129 | 76.1452 | 77.5129 | 81.171 | 84.1258 | 86.7 | 88.5806 | 89.9548 | 90.8581 | 91.4323 | 91.1032 | 90.2032 | 89.1355 | 87.6484 | 84.4484 | 82.1323 | 80.9935 | 80.3161 | 79.6129 | 78.8065
Texas - Corpus Christi | Sep | I | Texas - Corpus Christi-Sep | 76.73 | 75.8867 | 75.2267 | 74.6867 | 74.1267 | 73.8767 | 74.3233 | 77.9733 | 80.7967 | 83.4733 | 85.4167 | 86.41 | 86.8033 | 87.1267 | 87.09 | 85.62 | 84.3467 | 82.3733 | 79.9133 | 78.8067 | 78.15 | 77.79 | 77.2567 | 76.83
Texas - Corpus Christi | Oct | J | Texas - Corpus Christi-Oct | 67.6774 | 67.0226 | 66.3323 | 65.8581 | 65.4 | 64.8935 | 67.8645 | 70.8097 | 73.7581 | 76.0258 | 78.3452 | 80.6194 | 80.929 | 81.2032 | 81.5129 | 79.5065 | 77.4968 | 75.4968 | 73.7613 | 72.0645 | 70.3613 | 69.7 | 69.1065 | 68.4387
Texas - Corpus Christi | Nov | K | Texas - Corpus Christi-Nov | 63.7033 | 62.98 | 62.7667 | 62.21 | 62.0967 | 62.0167 | 61.3967 | 64.0433 | 68.2 | 71.8867 | 74.29 | 75.63 | 75.6733 | 76.31 | 75.6333 | 74.6667 | 72.8567 | 69.9267 | 68.1 | 67.14 | 66.1767 | 65.4633 | 64.6067 | 64.1867
Texas - Corpus Christi | Dec | L | Texas - Corpus Christi-Dec | 55.2387 | 54.3806 | 53.5065 | 53.0161 | 52.529 | 52.0194 | 53.2806 | 54.5774 | 55.9129 | 58.8 | 61.6806 | 64.571 | 65.4581 | 66.3323 | 67.2323 | 65.4484 | 63.6645 | 61.8839 | 60.3839 | 58.8806 | 57.3645 | 56.7742 | 56.1839 | 55.5871
Texas - El Paso | Jan | A | Texas - El Paso-Jan | 38.0645 | 37.2645 | 36.3871 | 35.5742 | 34.3516 | 34.3581 | 32.6161 | 35.3613 | 40.9032 | 44.6903 | 48.6452 | 51.2968 | 54.0161 | 56.3194 | 57.5548 | 57.2903 | 56.0129 | 51.129 | 48.1548 | 45.8613 | 44.4161 | 41.8935 | 40.7935 | 39.6839
Texas - El Paso | Feb | B | Texas - El Paso-Feb | 43.0429 | 42.5357 | 41.1714 | 39.475 | 38.7143 | 37.1929 | 36.975 | 41.675 | 47.1429 | 51.9357 | 55.65 | 58.775 | 61.4893 | 63.625 | 64.2464 | 64.2607 | 63.575 | 59.9607 | 55.0893 | 52.2 | 49.6643 | 47.4786 | 46.1 | 44.15
Texas - El Paso | Mar | C | Texas - El Paso-Mar | 50.4452 | 49.3484 | 47.7484 | 47.2452 | 45.3839 | 43.9581 | 44.3548 | 50.0258 | 53.6194 | 57.3677 | 60.7258 | 63.6871 | 65.8065 | 66.7516 | 68.3 | 67.6774 | 66.3839 | 64.2516 | 60.9226 | 58.4258 | 56.3452 | 54.6645 | 53.4323 | 52.1097
Texas - El Paso | Apr | D | Texas - El Paso-Apr | 54.9567 | 53.1367 | 50.8367 | 49.2033 | 47.3433 | 46.1067 | 51.5833 | 56.8467 | 61.24 | 64.83 | 67.8667 | 70.5733 | 72.59 | 74.0633 | 75.5033 | 75.8233 | 75.1533 | 73.08 | 68.8067 | 65.27 | 62.09 | 60.3733 | 58.2133 | 56.5333
Texas - El Paso | May | E | Texas - El Paso-May | 64.0161 | 61.871 | 61.3419 | 59.3258 | 57.8161 | 59.4968 | 65.4387 | 69.6581 | 72.9226 | 75.8129 | 78.1516 | 80.6452 | 82.8065 | 84.1968 | 84.8581 | 85.4677 | 84.5258 | 83.2097 | 79.5452 | 75.6097 | 73.029 | 71.4097 | 68.9065 | 66.6129
Texas - El Paso | Jun | F | Texas - El Paso-Jun | 76.7267 | 75.1067 | 73.17 | 71.18 | 69.1833 | 71.9233 | 74.7033 | 77.5867 | 80.8533 | 84.1167 | 87.4067 | 89.1133 | 90.8933 | 92.6233 | 92.6133 | 92.6167 | 92.6067 | 90.0933 | 87.4767 | 84.9033 | 83.16 | 81.4733 | 79.7933 | 78.1833
Texas - El Paso | Jul | G | Texas - El Paso-Jul | 78.4903 | 77.1677 | 73.471 | 72.2323 | 70.9323 | 73.4387 | 75.971 | 78.5323 | 81.6226 | 84.6677 | 87.7581 | 89.7903 | 91.8065 | 93.8323 | 93.6258 | 93.429 | 93.229 | 90.3645 | 87.4774 | 84.6032 | 82.6516 | 80.7226 | 78.8194 | 77.4935
Texas - El Paso | Aug | H | Texas - El Paso-Aug | 70.4194 | 69.5258 | 70.6129 | 69.1806 | 68.1581 | 67.4839 | 71.1774 | 75.4226 | 78.5419 | 81.8613 | 84.3419 | 86.8742 | 88.5516 | 89.6968 | 89.6806 | 88.929 | 87.4161 | 85.0677 | 82.2903 | 79.8226 | 77.9452 | 76.5323 | 75.0742 | 73.6871
Texas - El Paso | Sep | I | Texas - El Paso-Sep | 65.6667 | 64.3533 | 63.51 | 62.5733 | 61.5367 | 60.2333 | 65.12 | 70.44 | 74.6133 | 77.5933 | 80.48 | 83.1767 | 85.0367 | 86.1067 | 86.0733 | 86.1533 | 84.9467 | 81.5833 | 76.8533 | 73.8267 | 71.2567 | 69.59 | 68.3167 | 67.1533
Texas - El Paso | Oct | J | Texas - El Paso-Oct | 56.5839 | 56.0419 | 54.4194 | 53.2806 | 52.7355 | 51.5323 | 53.3871 | 59.3645 | 63.871 | 68.4161 | 71.3581 | 74.0097 | 75.7258 | 76.9484 | 77.3129 | 77.0581 | 75.8323 | 71.3645 | 67.3613 | 64.9032 | 62.729 | 60.8581 | 59.5 | 58.3871
Texas - El Paso | Nov | K | Texas - El Paso-Nov | 48.3767 | 47.2367 | 45.8567 | 43.8267 | 43.2833 | 42.54 | 41.88 | 47.5033 | 53.4233 | 56.97 | 60.54 | 62.7233 | 64.34 | 65.1467 | 65.75 | 65.3467 | 63.2067 | 59.18 | 57.0533 | 55 | 53.4033 | 51.5733 | 49.9267 | 49.8067
Texas - El Paso | Dec | L | Texas - El Paso-Dec | 41.3516 | 40.5516 | 39.6419 | 38.8097 | 37.8645 | 38.4387 | 38.9935 | 39.6323 | 43.4 | 47.2097 | 50.9839 | 53.2613 | 55.5548 | 57.8419 | 56.7645 | 55.6968 | 54.6387 | 51.9452 | 49.2645 | 46.5774 | 45.3387 | 44.0903 | 42.8419 | 42.0903
Texas - Fort Worth | Jan | A | Texas - Fort Worth-Jan | 41.0194 | 40.4323 | 39.771 | 39.4742 | 39.1935 | 38.8935 | 39.7839 | 40.7194 | 41.6097 | 44.371 | 47.1581 | 49.9355 | 51.1226 | 52.3129 | 53.5129 | 51.7548 | 49.9839 | 48.2355 | 46.5968 | 44.9871 | 43.3645 | 42.6968 | 42.0452 | 41.4
Texas - Fort Worth | Feb | B | Texas - Fort Worth-Feb | 44.3964 | 43.9036 | 43.4071 | 42.8929 | 42.3964 | 41.8964 | 42.8821 | 43.85 | 44.8571 | 47.2214 | 49.6 | 51.9607 | 53.5071 | 55.05 | 56.5786 | 55.6714 | 54.8143 | 53.9 | 51.9893 | 50.0821 | 48.2071 | 47.2214 | 46.2321 | 45.2643
Texas - Fort Worth | Mar | C | Texas - Fort Worth-Mar | 52.9032 | 52.0387 | 51.1935 | 50.4161 | 49.6065 | 48.8032 | 50.5839 | 52.4194 | 54.2742 | 56.8419 | 59.3871 | 61.9677 | 63.5806 | 65.2387 | 66.8484 | 66.2419 | 65.6419 | 65.029 | 62.5839 | 60.1839 | 57.7774 | 56.4194 | 55.0419 | 53.7323
Texas - Fort Worth | Apr | D | Texas - Fort Worth-Apr | 62.3133 | 61.6433 | 61.02 | 60.4733 | 59.28 | 59.01 | 59.4633 | 62.07 | 64.8833 | 67.5067 | 69.6433 | 72.0933 | 73.9033 | 74.9933 | 75.7533 | 76.23 | 75.38 | 73.9967 | 70.86 | 68.07 | 66.8233 | 65.5833 | 64.43 | 63.9933
Texas - Fort Worth | May | E | Texas - Fort Worth-May | 65.0935 | 64.1387 | 63.171 | 62.5032 | 61.8516 | 61.1871 | 64.0258 | 66.9355 | 69.8258 | 72.0161 | 74.2484 | 76.4516 | 77.6355 | 78.8161 | 80.0065 | 79.4032 | 78.8258 | 78.2323 | 75.6613 | 73.0613 | 70.5194 | 69.2581 | 67.971 | 66.6968
Texas - Fort Worth | Jun | F | Texas - Fort Worth-Jun | 74.6433 | 73.6533 | 72.67 | 71.8433 | 70.9267 | 70.68 | 73.0567 | 75.84 | 78.5833 | 81.8067 | 83.96 | 86.1567 | 87.8133 | 88.74 | 88.97 | 89.2333 | 89.14 | 87.8067 | 85.4433 | 81.7633 | 79.57 | 78.5267 | 77.07 | 76.1067
Texas - Fort Worth | Jul | G | Texas - Fort Worth-Jul | 81.2742 | 80.2226 | 76.729 | 75.8194 | 74.9419 | 74.2323 | 76.6871 | 79.7871 | 83.171 | 86.0355 | 88.3032 | 90.1839 | 91.8613 | 93.1935 | 93 | 93.1806 | 92.2484 | 91.4677 | 89.1419 | 86.1129 | 83.6806 | 82.2516 | 80.8516 | 79.6323
Texas - Fort Worth | Aug | H | Texas - Fort Worth-Aug | 76.1194 | 75.5419 | 77.2097 | 76.3613 | 75.5581 | 75.1 | 76.4645 | 80.1839 | 83.2129 | 85.8323 | 87.8645 | 89.7548 | 91.1323 | 92.4903 | 93.7387 | 93.329 | 91.4742 | 90.5323 | 87.9806 | 84.9806 | 83.1548 | 82.0742 | 80.6484 | 79.4645
Texas - Fort Worth | Sep | I | Texas - Fort Worth-Sep | 70.0233 | 69.47 | 68.8433 | 68.3033 | 67.76 | 67.2033 | 69.5933 | 71.9433 | 74.3567 | 76.8733 | 79.3233 | 81.83 | 83.0967 | 84.36 | 85.6233 | 84.3 | 82.9667 | 81.6433 | 79 | 76.4567 | 73.9133 | 72.6833 | 71.4767 | 70.2733
Texas - Fort Worth | Oct | J | Texas - Fort Worth-Oct | 61.7226 | 61.1032 | 60.4935 | 59.9129 | 59.3645 | 58.7774 | 61.071 | 63.4 | 65.7065 | 68.7 | 71.6258 | 74.6032 | 75.7387 | 76.8 | 77.9226 | 75.9194 | 73.9226 | 71.9194 | 69.6677 | 67.4355 | 65.2258 | 64.2581 | 63.3226 | 62.3839
Texas - Fort Worth | Nov | K | Texas - Fort Worth-Nov | 52.2067 | 51.6667 | 51.0633 | 50.56 | 50.1333 | 49.6167 | 50.64 | 51.6767 | 52.73 | 55.0933 | 57.4267 | 59.8033 | 60.74 | 61.6533 | 62.5933 | 61.2867 | 59.9367 | 58.63 | 57.2833 | 55.96 | 54.6467 | 53.7233 | 52.7833 | 51.88
Texas - Fort Worth | Dec | L | Texas - Fort Worth-Dec | 44.3355 | 43.7742 | 43.2387 | 42.4903 | 41.7903 | 41.0452 | 41.9226 | 42.7968 | 43.6355 | 46.1194 | 48.5613 | 51.0387 | 52.2065 | 53.3839 | 54.5613 | 52.7935 | 51.0129 | 49.2484 | 47.9903 | 46.7613 | 45.4935 | 45.1839 | 44.8839 | 44.5613
Texas - Houston | Jan | A | Texas - Houston-Jan | 49.8419 | 49.4452 | 48.7323 | 48.2903 | 47.8419 | 47.5581 | 46.8742 | 47.329 | 50.1323 | 53.4613 | 56.6 | 58.8419 | 60.3935 | 61.3516 | 61.4806 | 61.1806 | 59.6968 | 57.2484 | 55.1516 | 53.7935 | 52.8097 | 52.1935 | 51.2581 | 50.3258
Texas - Houston | Feb | B | Texas - Houston-Feb | 46.7643 | 46.2179 | 45.6929 | 45.2607 | 44.95 | 44.5357 | 44.6071 | 45.4321 | 48 | 51.1571 | 54.1964 | 56.6893 | 58.5893 | 60.2786 | 60.9929 | 60.2607 | 59.3929 | 57.3286 | 54.3357 | 52.4821 | 52.1464 | 51.1071 | 50.075 | 49.0571
Texas - Houston | Mar | C | Texas - Houston-Mar | 56.4258 | 56.0806 | 55.6 | 55.2129 | 54.5065 | 54.2 | 54.1129 | 56.7774 | 59.8129 | 62.8645 | 65.4129 | 67.5258 | 68.7032 | 69.3484 | 69.2613 | 68.6548 | 67.871 | 66.4806 | 63.1419 | 61.5903 | 60.2806 | 59.0677 | 57.7613 | 56.9677
Texas - Houston | Apr | D | Texas - Houston-Apr | 64.17 | 63.6 | 63.3833 | 62.8667 | 62.66 | 62.54 | 63.45 | 65.7833 | 68.6267 | 71.0533 | 72.87 | 75.0533 | 76.2767 | 76.5167 | 76.2167 | 76.0333 | 74.9 | 73.37 | 70.4433 | 68.52 | 67.42 | 66.5967 | 65.7733 | 65.34
Texas - Houston | May | E | Texas - Houston-May | 70.6871 | 69.9742 | 69.5419 | 69.0968 | 68.4226 | 68.271 | 69.5419 | 72.3419 | 74.8129 | 77.2484 | 79.2032 | 81 | 82.2516 | 82.9645 | 82.671 | 82.5935 | 80.9323 | 79.371 | 76.6806 | 74.7355 | 73.5548 | 72.7484 | 72.0097 | 71.1323
Texas - Houston | Jun | F | Texas - Houston-Jun | 73.0867 | 72.5367 | 71.92 | 71.7967 | 71.61 | 71.46 | 75.11 | 78.7633 | 82.4333 | 84.06 | 85.7233 | 87.36 | 87.7867 | 88.2533 | 88.7033 | 87.53 | 86.3733 | 85.1967 | 82.59 | 80.0333 | 77.5067 | 76.24 | 75.0033 | 73.75
Texas - Houston | Jul | G | Texas - Houston-Jul | 79.3839 | 78.9258 | 75.9935 | 75.5871 | 75.1774 | 74.9774 | 77.6065 | 81.3452 | 84.3613 | 86.8903 | 88.8323 | 89.5065 | 90.6968 | 89.6161 | 90.0645 | 88.8581 | 87.0419 | 85.7129 | 83.7161 | 81.6581 | 80.2839 | 79.4548 | 78.4613 | 77.6613
Texas - Houston | Aug | H | Texas - Houston-Aug | 73.1129 | 72.4935 | 74.3032 | 73.7613 | 73.3452 | 73.2839 | 75.2581 | 79.2387 | 82.7 | 85.1355 | 86.7097 | 88.0323 | 88.5065 | 88.8097 | 88.871 | 88.4032 | 87.5161 | 85.6839 | 83.0516 | 81.1355 | 79.9613 | 78.6968 | 77.6548 | 76.5677
Texas - Houston | Sep | I | Texas - Houston-Sep | 72.9367 | 72.4933 | 72 | 71.63 | 71.2667 | 70.8933 | 73.44 | 76.0067 | 78.5733 | 80.3867 | 82.2167 | 84.05 | 84.4167 | 84.72 | 85.11 | 83.7767 | 82.45 | 81.1267 | 79.1033 | 77.0867 | 75.1 | 74.4033 | 73.7133 | 73.0367
Texas - Houston | Oct | J | Texas - Houston-Oct | 63.1935 | 62.9419 | 62.0548 | 61.6516 | 61.3 | 60.8226 | 61.4871 | 65.3387 | 69.9355 | 74.2935 | 76.8 | 78.9645 | 80.4194 | 81.0645 | 80.6806 | 79.7548 | 77.8323 | 72.9032 | 70.1613 | 68.0774 | 66.7032 | 65.9387 | 65.2097 | 64.0452
Texas - Houston | Nov | K | Texas - Houston-Nov | 58.1733 | 57.5133 | 56.86 | 56.48 | 55.9533 | 55.4933 | 55.7133 | 57.87 | 61.7467 | 66.1133 | 68.4967 | 70.3733 | 71.8067 | 72.4633 | 72.2367 | 71.7333 | 69.34 | 65.9433 | 63.2367 | 62.07 | 60.81 | 59.7433 | 58.7233 | 58.1
Texas - Houston | Dec | L | Texas - Houston-Dec | 49.1 | 48.1097 | 47.629 | 47.1129 | 46.7032 | 46.5774 | 46.5645 | 47.6742 | 50.9968 | 54.8903 | 57.7516 | 58.929 | 60.129 | 61.1548 | 60.9968 | 60.229 | 57.7387 | 55.1097 | 53.2645 | 51.571 | 50.7097 | 50.2871 | 49.4903 | 49.2935
Texas - Lubbock | Jan | A | Texas - Lubbock-Jan | 31.8742 | 31.0258 | 30.3968 | 29.9871 | 29.6806 | 29.4903 | 28.8161 | 28.4484 | 30.5484 | 34.9226 | 39.5097 | 43.2226 | 45.7774 | 47.6452 | 48.8516 | 49.3581 | 48.6226 | 45.4387 | 40.4839 | 38.3161 | 36.7839 | 35.1 | 33.6355 | 32.729
Texas - Lubbock | Feb | B | Texas - Lubbock-Feb | 35.3393 | 34.5357 | 33.3429 | 33.1321 | 32.7071 | 31.8286 | 31.3679 | 31.1429 | 34.4357 | 38.0071 | 41.8 | 45.7929 | 48.8357 | 50.7929 | 52.35 | 53.0321 | 52.6 | 50.2321 | 45.4429 | 42.1679 | 40.3357 | 38.7786 | 37.4786 | 36.4893
Texas - Lubbock | Mar | C | Texas - Lubbock-Mar | 44.1258 | 42.7419 | 41.3129 | 40.1258 | 38.9548 | 37.7419 | 39.7065 | 41.7161 | 43.7677 | 48.3161 | 52.8258 | 57.3452 | 59.9387 | 62.5161 | 65.1129 | 64.6581 | 64.2355 | 63.7774 | 59.9935 | 56.2613 | 52.5677 | 50.3226 | 48.1387 | 45.9226
Texas - Lubbock | Apr | D | Texas - Lubbock-Apr | 53.68 | 52.59 | 51.4567 | 50.8 | 50.1767 | 49.53 | 51.88 | 54.19 | 56.5467 | 59.9767 | 63.3833 | 66.8067 | 68.5767 | 70.38 | 72.1367 | 71.49 | 70.88 | 70.22 | 67.0367 | 63.8533 | 60.6767 | 58.8067 | 56.93 | 55.0767
Texas - Lubbock | May | E | Texas - Lubbock-May | 61.1323 | 59.6355 | 59.0742 | 58.1258 | 57.3387 | 56.8968 | 57.8323 | 61.3161 | 65.0581 | 68.4419 | 71.6194 | 74.729 | 77.6774 | 79.2742 | 80.471 | 81.1387 | 80.0452 | 78.4581 | 75.2677 | 71.3194 | 68.0129 | 66.1355 | 64.0548 | 62.7774
Texas - Lubbock | Jun | F | Texas - Lubbock-Jun | 69.68 | 68.45 | 67.1667 | 66.3 | 65.4467 | 64.5867 | 67.3267 | 70.0633 | 72.8433 | 76.23 | 79.5833 | 82.97 | 84.6833 | 86.38 | 88.1 | 87.17 | 86.24 | 85.3 | 82.3133 | 79.37 | 76.45 | 74.76 | 73.06 | 71.37
Texas - Lubbock | Jul | G | Texas - Lubbock-Jul | 74.629 | 73.8161 | 70.5903 | 69.871 | 69.1387 | 68.4032 | 70.0387 | 71.6548 | 73.3097 | 75.6677 | 77.9935 | 80.3613 | 81.8839 | 83.4129 | 84.9258 | 84.7581 | 84.5742 | 84.3968 | 81.9742 | 79.6645 | 77.2774 | 75.8613 | 74.4516 | 73.0258
Texas - Lubbock | Aug | H | Texas - Lubbock-Aug | 71.2484 | 70.1194 | 71.0903 | 70.0677 | 69.2968 | 68.4484 | 68.8742 | 72.9581 | 76.5935 | 79.8258 | 82.3581 | 84.729 | 86.8097 | 87.9677 | 88.9258 | 88.7355 | 88.0806 | 87.2903 | 84.6065 | 81.8935 | 79.0548 | 77.1065 | 75.9032 | 74.7839
Texas - Lubbock | Sep | I | Texas - Lubbock-Sep | 64.67 | 63.6833 | 62.6967 | 62.03 | 61.3967 | 60.74 | 62.4433 | 64.1167 | 65.8433 | 68.8 | 71.7933 | 74.7767 | 76.4367 | 78.11 | 79.7633 | 79.3867 | 79.0067 | 78.6367 | 75.2267 | 71.8267 | 68.51 | 67.4233 | 66.4233 | 65.3733
Texas - Lubbock | Oct | J | Texas - Lubbock-Oct | 55.4097 | 54.371 | 53.6387 | 52.4839 | 52.0387 | 51.0516 | 49.9968 | 51.5032 | 56.6581 | 60.9032 | 65.9935 | 69.8258 | 72.8323 | 74.8839 | 76.2129 | 76.3903 | 75.1581 | 71.6258 | 65.7419 | 62.4226 | 60.0839 | 58.5258 | 57.0161 | 56.2161
Texas - Lubbock | Nov | K | Texas - Lubbock-Nov | 42.8533 | 42.1667 | 41.4433 | 40.6633 | 39.8667 | 39.0833 | 40.4533 | 41.8733 | 43.28 | 47.0533 | 50.83 | 54.5933 | 55.7933 | 56.9933 | 58.1967 | 56.1533 | 54.09 | 52.0567 | 49.8433 | 47.66 | 45.4967 | 44.6033 | 43.75 | 42.86
Texas - Lubbock | Dec | L | Texas - Lubbock-Dec | 35.5161 | 34.5742 | 33.5839 | 32.9774 | 32.4032 | 31.8032 | 32.6032 | 33.4065 | 34.1968 | 39.4355 | 44.7 | 49.9323 | 52.2258 | 54.4484 | 56.7258 | 54.6452 | 52.5065 | 50.4097 | 47.6194 | 44.7935 | 42.0065 | 40.3839 | 38.7419 | 37.1355
Texas - Lufkin | Jan | A | Texas - Lufkin-Jan | 43.9452 | 43.3742 | 42.8194 | 42.5871 | 42.4258 | 42.1839 | 43.5839 | 44.9387 | 46.3226 | 49.4484 | 52.5226 | 55.629 | 56.9097 | 58.2161 | 59.4871 | 57.7226 | 55.9613 | 54.1968 | 51.9839 | 49.7581 | 47.5839 | 46.6452 | 45.7645 | 44.8645
Texas - Lufkin | Feb | B | Texas - Lufkin-Feb | 45.1071 | 44.5536 | 43.9679 | 43.3107 | 42.65 | 41.9893 | 43.7429 | 45.4964 | 47.2786 | 49.9071 | 52.5179 | 55.1286 | 56.4786 | 57.8679 | 59.2071 | 58.0679 | 56.9214 | 55.7821 | 53.2357 | 50.7286 | 48.225 | 47.225 | 46.275 | 45.3143
Texas - Lufkin | Mar | C | Texas - Lufkin-Mar | 54.8452 | 53.9871 | 53.1548 | 52.3935 | 51.6903 | 50.9097 | 53.1452 | 55.4097 | 57.7032 | 60.4452 | 63.1452 | 65.8871 | 66.9 | 67.8968 | 68.9097 | 68.0452 | 67.1806 | 66.3258 | 63.7839 | 61.3 | 58.7839 | 57.9 | 57.0903 | 56.2032
Texas - Lufkin | Apr | D | Texas - Lufkin-Apr | 59.9067 | 59.6867 | 59.3267 | 58.8967 | 58.4333 | 58.0333 | 59.5867 | 62.94 | 65.8133 | 68.99 | 71.9333 | 73.67 | 75.52 | 76.8633 | 76.4533 | 75.9567 | 75.2167 | 73.6133 | 68.79 | 65.7967 | 64.44 | 63.1633 | 61.9667 | 60.8033
Texas - Lufkin | May | E | Texas - Lufkin-May | 66.1194 | 65.329 | 64.4484 | 64.2839 | 64.1355 | 63.9806 | 67.6903 | 71.4484 | 75.2065 | 77.2935 | 79.3613 | 81.4419 | 81.8581 | 82.2613 | 82.671 | 81.4194 | 80.1935 | 78.9323 | 76.1355 | 73.371 | 70.5774 | 69.3613 | 68.1355 | 66.929
Texas - Lufkin | Jun | F | Texas - Lufkin-Jun | 72.4967 | 71.6533 | 71.2033 | 70.5833 | 70.2167 | 70.51 | 73.22 | 76.4667 | 80.0533 | 82.5667 | 85.2467 | 86.39 | 87.8867 | 88.3267 | 88.0033 | 87.77 | 86.99 | 85.6367 | 83.0267 | 78.7333 | 76.9433 | 75.6067 | 74.4367 | 73.6633
Texas - Lufkin | Jul | G | Texas - Lufkin-Jul | 77.7774 | 77.271 | 74.0871 | 73.6 | 73.071 | 73.0742 | 75.4194 | 78.7968 | 82.3097 | 85.0419 | 87.6258 | 89.5065 | 90.6484 | 91.7 | 91.6806 | 91.6645 | 90.4903 | 87.7484 | 85.0935 | 80.9839 | 79.2677 | 77.9387 | 77.0484 | 76.2097
Texas - Lufkin | Aug | H | Texas - Lufkin-Aug | 72.7774 | 72.0968 | 73.671 | 73.0613 | 72.4484 | 71.9774 | 75.0452 | 79.5677 | 82.9645 | 86.2355 | 89.0258 | 90.0323 | 90.3419 | 91.1355 | 90.7387 | 89.7935 | 89.1452 | 87.7677 | 84.3097 | 81.1129 | 79.0548 | 77.8484 | 76.8581 | 76.1742
Texas - Lufkin | Sep | I | Texas - Lufkin-Sep | 69.78 | 69.2533 | 68.6233 | 67.9767 | 67.3867 | 66.74 | 70.3833 | 74.0467 | 77.7033 | 79.9167 | 82.12 | 84.35 | 84.9333 | 85.5033 | 86.11 | 84.53 | 82.9767 | 81.4133 | 78.5767 | 75.7833 | 73.0333 | 71.9533 | 70.8667 | 69.8267
Texas - Lufkin | Oct | J | Texas - Lufkin-Oct | 61.1903 | 60.5323 | 59.7806 | 59.4129 | 59.0613 | 58.6742 | 62.0484 | 65.429 | 68.829 | 71.7516 | 74.6613 | 77.5742 | 78.2097 | 78.9032 | 79.5419 | 76.7 | 73.9129 | 71.0516 | 69.1194 | 67.2065 | 65.2742 | 64.2 | 63.1452 | 62.0839
Texas - Lufkin | Nov | K | Texas - Lufkin-Nov | 51.37 | 50.7967 | 50.1567 | 50 | 49.8967 | 49.7433 | 52.19 | 54.7 | 57.19 | 60.99 | 64.81 | 68.6 | 69.74 | 70.9 | 72.0467 | 68.8333 | 65.6033 | 62.3933 | 60.0633 | 57.7167 | 55.4133 | 54.1233 | 52.8767 | 51.6267
Texas - Lufkin | Dec | L | Texas - Lufkin-Dec | 45.971 | 44.9258 | 44.3032 | 44.1484 | 43.8871 | 43.5613 | 43.3806 | 43.9387 | 47.0484 | 49.8032 | 52.4645 | 54.4581 | 56.6161 | 58.1129 | 58.8806 | 58.6968 | 56.5032 | 52.4452 | 50.4161 | 48.8452 | 47.6419 | 47.6258 | 47.171 | 46.3226
Texas - Midland | Jan | A | Texas - Midland-Jan | 37.6419 | 37.0065 | 36.4387 | 36.1419 | 35.6548 | 35.1 | 34.4258 | 33.4806 | 36.729 | 42.1774 | 47.0484 | 50.0129 | 52.3677 | 53.9774 | 55.2516 | 55.8323 | 55.3258 | 51.9581 | 46.5226 | 43.5097 | 42.1839 | 40.9484 | 39.9097 | 39.2387
Texas - Midland | Feb | B | Texas - Midland-Feb | 41.8643 | 40.425 | 38.9929 | 38.1536 | 37.0179 | 36.4 | 35.2679 | 35.3464 | 39.1786 | 44.75 | 48.9321 | 52.0321 | 55.3321 | 57.5857 | 59.1536 | 59.7357 | 59.8607 | 58.8893 | 54.3 | 49.8964 | 47.7286 | 45.9643 | 43.9143 | 42.9714
Texas - Midland | Mar | C | Texas - Midland-Mar | 49.3065 | 47.9677 | 46.6097 | 45.971 | 45.3419 | 44.7194 | 47.3452 | 49.9806 | 52.6258 | 56.4968 | 60.3452 | 64.2129 | 66.2032 | 68.2226 | 70.2258 | 69.5032 | 68.7935 | 68.0645 | 64.0839 | 60.1645 | 56.2935 | 54.5839 | 52.9065 | 51.2097
Texas - Midland | Apr | D | Texas - Midland-Apr | 56.2833 | 54.7967 | 53.1267 | 52.1633 | 50.66 | 50.0267 | 51.6267 | 56.6333 | 61.6267 | 65.2833 | 68.5867 | 70.82 | 73.8933 | 75.97 | 76.63 | 76.9933 | 75.7333 | 73.9667 | 70.85 | 65.9167 | 62.5033 | 60.25 | 59.2567 | 57.3633
Texas - Midland | May | E | Texas - Midland-May | 62.8129 | 61.7452 | 60.8742 | 59.7871 | 59.1452 | 58.1871 | 60.6516 | 64.7161 | 68.5903 | 71.5548 | 75.0258 | 77.4581 | 79.3097 | 81.3419 | 82.3484 | 82.8097 | 82.0935 | 81.1452 | 78.2677 | 73.2677 | 70.1097 | 67.7323 | 66.129 | 64.5226
Texas - Midland | Jun | F | Texas - Midland-Jun | 71.0467 | 69.5267 | 68.3267 | 67.2867 | 66.4 | 65.5767 | 68.5033 | 72.6867 | 76.4967 | 80.2433 | 82.9367 | 85.2567 | 88.3233 | 90.0833 | 91.19 | 91.09 | 90.3733 | 89.09 | 85.9 | 82.0267 | 78.93 | 76.4033 | 74.7467 | 72.9533
Texas - Midland | Jul | G | Texas - Midland-Jul | 77.0903 | 75.4484 | 71.3419 | 70.3355 | 69.3516 | 68.3548 | 72.1742 | 76.0323 | 79.8806 | 82.6935 | 85.4839 | 88.3129 | 90.2387 | 92.1742 | 94.0903 | 93.6677 | 93.2419 | 92.8129 | 89.1839 | 85.5806 | 82.0226 | 80.1258 | 78.229 | 76.3613
Texas - Midland | Aug | H | Texas - Midland-Aug | 69.9419 | 68.7613 | 70.6871 | 69.7516 | 68.9129 | 68.5452 | 69.9839 | 74.3258 | 78.6258 | 81.7323 | 83.6935 | 85.671 | 87.329 | 88.7774 | 89.8871 | 91.1355 | 89.8806 | 87.9258 | 85.2226 | 80.1677 | 77.2839 | 76.071 | 74.5839 | 73.1516
Texas - Midland | Sep | I | Texas - Midland-Sep | 68.58 | 67.8133 | 66.9833 | 66.38 | 65.8233 | 64.9567 | 64.5633 | 67.0633 | 70.41 | 73.7 | 76.4367 | 78.89 | 81.1667 | 82.86 | 84.0433 | 84.6367 | 84.2867 | 83.4433 | 79.5567 | 76.16 | 74.05 | 72.3067 | 70.91 | 69.7433
Texas - Midland | Oct | J | Texas - Midland-Oct | 55.0484 | 54.4 | 53.729 | 52.9161 | 52.0548 | 51.2161 | 53.9097 | 56.5774 | 59.2903 | 62.2484 | 65.1677 | 68.1258 | 69.6323 | 71.1548 | 72.671 | 71.5774 | 70.5323 | 69.4419 | 65.8613 | 62.2871 | 58.7645 | 57.5419 | 56.3323 | 55.1742
Texas - Midland | Nov | K | Texas - Midland-Nov | 48.6 | 47.88 | 47.0567 | 46.5267 | 45.9833 | 45.5633 | 45.0333 | 45.23 | 49.2933 | 53.5967 | 56.47 | 58.9033 | 61.02 | 62.7867 | 63.6867 | 63.5667 | 62.62 | 57.8667 | 53.8967 | 52.17 | 51.0467 | 49.74 | 49.2267 | 48.8967
Texas - Midland | Dec | L | Texas - Midland-Dec | 35.6935 | 34.8323 | 33.9935 | 33.6742 | 32.8226 | 32.1677 | 31.3129 | 31.3032 | 36.771 | 43.9097 | 48.8548 | 52.0839 | 54.6581 | 56.2484 | 57.1774 | 57.1548 | 55.971 | 51.3226 | 46.3903 | 43.8484 | 42.5484 | 40.4806 | 38.7484 | 36.9226
Texas - Port Arthur | Jan | A | Texas - Port Arthur-Jan | 47.0355 | 46.7839 | 46.5613 | 46.2226 | 45.9258 | 45.5935 | 46.8065 | 48.0161 | 49.2323 | 51.6452 | 54.129 | 56.5677 | 57.4065 | 58.2871 | 59.129 | 57.0323 | 54.9161 | 52.8258 | 51.6161 | 50.4065 | 49.2581 | 48.6774 | 48.0839 | 47.5355
Texas - Port Arthur | Feb | B | Texas - Port Arthur-Feb | 49.2286 | 48.7321 | 48.25 | 47.9429 | 47.6643 | 47.3714 | 48.8107 | 50.2464 | 51.6893 | 54.2143 | 56.7714 | 59.3071 | 59.9536 | 60.625 | 61.3 | 59.5607 | 57.8357 | 56.1107 | 54.4179 | 52.8107 | 51.2036 | 50.6286 | 50.0786 | 49.5071
Texas - Port Arthur | Mar | C | Texas - Port Arthur-Mar | 55.8226 | 55.3258 | 54.8097 | 54.5387 | 54.2323 | 53.9548 | 56.4194 | 58.8581 | 61.2935 | 63.3742 | 65.4065 | 67.4742 | 68.1194 | 68.771 | 69.4161 | 67.6032 | 65.7742 | 63.9516 | 62.1032 | 60.2452 | 58.3968 | 57.7774 | 57.1581 | 56.5194
Texas - Port Arthur | Apr | D | Texas - Port Arthur-Apr | 63.5333 | 63.05 | 62.5467 | 61.9467 | 61.3767 | 60.7667 | 63.6733 | 66.6533 | 69.6233 | 71.4567 | 73.2967 | 75.13 | 75.47 | 75.8533 | 76.1933 | 74.7367 | 73.2967 | 71.82 | 69.8067 | 67.81 | 65.8067 | 65.2267 | 64.7167 | 64.16
Texas - Port Arthur | May | E | Texas - Port Arthur-May | 71.0871 | 70.7323 | 70.3419 | 70.0677 | 69.8387 | 69.5484 | 72.2484 | 74.9452 | 77.6387 | 79.3548 | 81.0742 | 82.7839 | 83.0806 | 83.3226 | 83.6194 | 82.2032 | 80.7968 | 79.3903 | 77.4581 | 75.5484 | 73.6742 | 73.029 | 72.4097 | 71.7677
Texas - Port Arthur | Jun | F | Texas - Port Arthur-Jun | 74.0733 | 73.7867 | 73.41 | 73.3467 | 73.2567 | 73.15 | 76.1933 | 79.1967 | 82.2567 | 83.9433 | 85.69 | 87.3767 | 87.4833 | 87.56 | 87.6733 | 85.9833 | 84.22 | 82.5467 | 80.3533 | 78.2 | 76.06 | 75.5433 | 75.1033 | 74.6033
Texas - Port Arthur | Jul | G | Texas - Port Arthur-Jul | 79.3323 | 79.1258 | 76.4258 | 76.3935 | 75.7613 | 75.5806 | 78.6903 | 81.7613 | 84.2742 | 85.3032 | 86.2516 | 87.2419 | 87.7419 | 88.4484 | 87.8355 | 86.7871 | 85.9226 | 84.2226 | 81.1516 | 79.1806 | 78.3774 | 77.8226 | 77.3484 | 77.0742
Texas - Port Arthur | Aug | H | Texas - Port Arthur-Aug | 73.0355 | 72.7226 | 74.971 | 74.4935 | 74.3387 | 74.471 | 77.6484 | 81.371 | 83.7355 | 84.829 | 86.9097 | 87.6 | 88.2452 | 88.3806 | 87.8355 | 87.4903 | 86.5516 | 84.5258 | 80.8677 | 78.5839 | 77.3613 | 76.8968 | 76.2419 | 75.8806
Texas - Port Arthur | Sep | I | Texas - Port Arthur-Sep | 73.8467 | 73.46 | 72.7067 | 72.3367 | 72.0333 | 71.1833 | 72.0867 | 75.7467 | 78.5933 | 81.5367 | 83.3 | 83.3867 | 84.81 | 85.52 | 85.3 | 84.5633 | 82.5533 | 79.2167 | 75.8767 | 75.0567 | 74.7133 | 74.4367 | 74.1267 | 73.4767
Texas - Port Arthur | Oct | J | Texas - Port Arthur-Oct | 63.3258 | 63.0935 | 62.5258 | 62.7 | 61.9452 | 61.9032 | 62.9129 | 67.3226 | 72.0226 | 75.1226 | 77.6742 | 79.4548 | 80.3968 | 80.8903 | 79.7871 | 78.3516 | 75.7194 | 70.6903 | 67.7452 | 66.5258 | 65.7935 | 65.0968 | 64.5355 | 63.8452
Texas - Port Arthur | Nov | K | Texas - Port Arthur-Nov | 55.1033 | 54.7033 | 54.6267 | 54.5933 | 54.4233 | 53.59 | 53.8333 | 56.5133 | 59.5 | 62.4267 | 64.74 | 65.69 | 66.6367 | 67.0567 | 66.8167 | 65.0867 | 62.5967 | 59.1767 | 58.0433 | 57.1367 | 56.1067 | 55.88 | 55.5333 | 55.07
Texas - Port Arthur | Dec | L | Texas - Port Arthur-Dec | 51.9484 | 51.9903 | 51.3548 | 50.8516 | 50.5968 | 50.3839 | 50.0323 | 51.1516 | 54.1226 | 56.6548 | 58.9968 | 60.7581 | 61.5677 | 62.1774 | 62.4226 | 61.6935 | 59.6613 | 56.971 | 55.3387 | 54.4484 | 53.8323 | 53.5839 | 53.1903 | 52.5581
Texas - San Angelo | Jan | A | Texas - San Angelo-Jan | 32.8645 | 32.0065 | 31.871 | 31.6097 | 31.2194 | 31.3161 | 31.0032 | 30.9419 | 32.8774 | 36.8129 | 40.5613 | 43.5226 | 45.8742 | 47.3613 | 48.3194 | 49.0097 | 48.1452 | 45.6645 | 41.7516 | 38.9065 | 36.6452 | 35.129 | 34.1226 | 33.2677
Texas - San Angelo | Feb | B | Texas - San Angelo-Feb | 39.9786 | 39.4571 | 38.5929 | 38.0321 | 37.5357 | 36.8571 | 36.7071 | 36.8286 | 39.6929 | 43.2464 | 47.3929 | 50.4929 | 52.825 | 54.9429 | 55.9536 | 56.4464 | 55.5321 | 54.1786 | 50.8964 | 48.3107 | 45.8214 | 44.1107 | 42.3679 | 41.3107
Texas - San Angelo | Mar | C | Texas - San Angelo-Mar | 51.6677 | 51.0968 | 50.5323 | 49.8645 | 49.2516 | 48.6 | 50.0613 | 51.4871 | 52.9548 | 56.2323 | 59.4968 | 62.7806 | 64.3194 | 65.8226 | 67.3645 | 66.8742 | 66.3968 | 65.9161 | 63.0484 | 60.2323 | 57.4226 | 55.8581 | 54.3935 | 52.8677
Texas - San Angelo | Apr | D | Texas - San Angelo-Apr | 60.5667 | 59.84 | 59.1 | 58.3233 | 57.5667 | 56.8133 | 59.13 | 61.4933 | 63.8333 | 66.5467 | 69.2733 | 71.9967 | 73.37 | 74.7933 | 76.16 | 75.26 | 74.3633 | 73.46 | 70.53 | 67.62 | 64.74 | 63.51 | 62.22 | 61.0033
Texas - San Angelo | May | E | Texas - San Angelo-May | 66.6613 | 65.7194 | 65.4355 | 65.0419 | 64.6516 | 64.3839 | 65.171 | 67.7903 | 70.7097 | 73.8484 | 76.8452 | 78.9806 | 80.8806 | 82.1194 | 82.9548 | 83.4452 | 82.5065 | 81.7516 | 79.5065 | 75.6968 | 73.2516 | 70.8742 | 69.5548 | 67.9355
Texas - San Angelo | Jun | F | Texas - San Angelo-Jun | 71.7933 | 70.85 | 70.0033 | 69.2133 | 68.1633 | 67.4233 | 69.37 | 72.85 | 75.3367 | 78.1433 | 80.7533 | 82.5233 | 84.57 | 85.7267 | 87.05 | 88.05 | 88.1467 | 86.94 | 84.6033 | 80.67 | 77.58 | 75.6633 | 74.2533 | 73.0767
Texas - San Angelo | Jul | G | Texas - San Angelo-Jul | 79.9645 | 78.7387 | 74.8935 | 73.8613 | 72.8742 | 71.8323 | 74.8419 | 77.9032 | 80.9548 | 84.0387 | 87.1129 | 90.2129 | 91.5581 | 92.8935 | 94.2129 | 93.6903 | 93.1806 | 92.6258 | 89.6161 | 86.5742 | 83.5355 | 81.971 | 80.4129 | 78.8645
Texas - San Angelo | Aug | H | Texas - San Angelo-Aug | 71.4677 | 70.4871 | 71.9548 | 70.7548 | 70.2452 | 69.1484 | 70.0355 | 73.4387 | 77.071 | 80.7806 | 83.9677 | 86.2452 | 88.3226 | 90.029 | 90.5065 | 90.0742 | 89.3452 | 87.8 | 85.3226 | 82.1387 | 79.6194 | 77.5516 | 76.6484 | 75.1387
Texas - San Angelo | Sep | I | Texas - San Angelo-Sep | 69.2767 | 68.29 | 67.4467 | 66.67 | 66.0867 | 65.64 | 65.9033 | 68.5367 | 71.8567 | 74.71 | 77.4167 | 79.8 | 81.9067 | 83.1 | 83.8567 | 83.9467 | 83.1467 | 81.5 | 77.7667 | 74.8167 | 72.96 | 71.43 | 70.46 | 69.5733
Texas - San Angelo | Oct | J | Texas - San Angelo-Oct | 58.2065 | 57.1097 | 56.0129 | 55.5645 | 55.1516 | 54.6774 | 56.9742 | 59.2484 | 61.5484 | 65.0935 | 68.5774 | 72.1129 | 73.4742 | 74.7613 | 76.129 | 74.7419 | 73.3742 | 72 | 69.1226 | 66.2774 | 63.4516 | 62.0613 | 60.6742 | 59.2871
Texas - San Angelo | Nov | K | Texas - San Angelo-Nov | 50.41 | 49.9267 | 49.42 | 48.8533 | 48.2967 | 47.7267 | 49.1933 | 50.68 | 52.1367 | 55.44 | 58.7533 | 62.0433 | 63.4567 | 64.8733 | 66.2833 | 64.1 | 61.9533 | 59.7733 | 57.4667 | 55.13 | 52.82 | 51.94 | 51.09 | 50.2133
Texas - San Angelo | Dec | L | Texas - San Angelo-Dec | 40.8645 | 40.2419 | 39.5677 | 38.9548 | 38.3323 | 37.7032 | 38.7645 | 39.8774 | 40.9452 | 44.1258 | 47.3355 | 50.5129 | 51.8548 | 53.1774 | 54.5097 | 52.8097 | 51.1258 | 49.4129 | 47.2968 | 45.1774 | 43.0484 | 42.3806 | 41.7 | 41.0355
Texas - San Antonio | Jan | A | Texas - San Antonio-Jan | 44.7774 | 43.9581 | 43.0032 | 42.8774 | 42.7645 | 42.7839 | 42.0581 | 41.8677 | 45.9355 | 50.5258 | 54.3065 | 56.8097 | 58.6161 | 60.1581 | 60.5677 | 60.971 | 59.6903 | 56.5548 | 53.8613 | 51.6355 | 49.5194 | 47.5419 | 46.2419 | 45.6161
Texas - San Antonio | Feb | B | Texas - San Antonio-Feb | 46.7321 | 45.8786 | 45.0393 | 44.575 | 44.1357 | 43.6857 | 45.2821 | 46.9107 | 48.5714 | 51.9786 | 55.4107 | 58.8179 | 60.3964 | 61.9214 | 63.5 | 62.6786 | 61.8393 | 61.0143 | 58.375 | 55.7786 | 53.2036 | 51.4321 | 49.6893 | 47.9214
Texas - San Antonio | Mar | C | Texas - San Antonio-Mar | 56.1742 | 55.5194 | 54.8452 | 54.3 | 53.7548 | 53.1742 | 54.7581 | 56.4484 | 58.1387 | 61.2323 | 64.3323 | 67.4323 | 69.0097 | 70.6161 | 72.2 | 71.229 | 70.2774 | 69.3097 | 66.4968 | 63.6355 | 60.8645 | 59.5613 | 58.2613 | 56.9677
Texas - San Antonio | Apr | D | Texas - San Antonio-Apr | 63.17 | 62.44 | 61.6133 | 61.2433 | 60.89 | 60.5167 | 62.2933 | 64.1367 | 65.9767 | 68.3 | 70.5933 | 72.92 | 74.43 | 75.9567 | 77.4867 | 76.7067 | 75.9267 | 75.14 | 72.6433 | 70.2233 | 67.76 | 66.61 | 65.4333 | 64.2933
Texas - San Antonio | May | E | Texas - San Antonio-May | 69.8032 | 68.8903 | 67.9452 | 67.3645 | 66.8161 | 66.2355 | 68.2355 | 70.2032 | 72.2129 | 74.1903 | 76.1226 | 78.0839 | 79.2355 | 80.4097 | 81.5548 | 81.4194 | 81.3161 | 81.1742 | 79.0774 | 76.9226 | 74.8355 | 73.529 | 72.2129 | 70.9258
Texas - San Antonio | Jun | F | Texas - San Antonio-Jun | 74.5633 | 73.98 | 73.6433 | 73.4133 | 73.11 | 73.0667 | 74.0133 | 76.31 | 78.96 | 81.1533 | 83.11 | 85.0267 | 86.81 | 88.3833 | 88.5633 | 89.2167 | 88.25 | 86.7533 | 84.2433 | 81.74 | 79.6533 | 77.8133 | 76.5633 | 75.27
Texas - San Antonio | Jul | G | Texas - San Antonio-Jul | 80.1839 | 79.1581 | 75.6581 | 75.1968 | 74.7387 | 74.2645 | 76.471 | 78.7774 | 81.0355 | 83.6194 | 86.1452 | 88.7645 | 89.9226 | 91.1226 | 92.2935 | 91.9161 | 91.5742 | 91.1839 | 88.6452 | 86.1258 | 83.6194 | 82.0032 | 80.3387 | 78.771
Texas - San Antonio | Aug | H | Texas - San Antonio-Aug | 74.6903 | 73.7839 | 75.2452 | 74.5097 | 73.8097 | 73.0613 | 75.5484 | 78.1452 | 80.6935 | 83.4516 | 86.1806 | 88.9516 | 90.429 | 91.9677 | 93.4419 | 92.3839 | 91.3677 | 90.2935 | 87.6935 | 85.1581 | 82.5968 | 81.1484 | 79.6419 | 78.2161
Texas - San Antonio | Sep | I | Texas - San Antonio-Sep | 75.4867 | 74.5 | 73.7933 | 73.2667 | 72.6867 | 72.3433 | 72.4433 | 74.67 | 78.1667 | 80.7233 | 82.8767 | 85.0133 | 86.6033 | 87.3533 | 87.9633 | 88.3067 | 87.9033 | 86.52 | 83.8933 | 81.9733 | 80.0233 | 78.6767 | 77.6367 | 76.4433
Texas - San Antonio | Oct | J | Texas - San Antonio-Oct | 66.0516 | 64.7677 | 63.4387 | 62.8871 | 62.4161 | 61.8645 | 64.3065 | 66.7484 | 69.2161 | 71.9484 | 74.6419 | 77.3903 | 78.6032 | 79.8 | 81.0226 | 79.7613 | 78.5452 | 77.3 | 75.2323 | 73.1903 | 71.1484 | 69.8226 | 68.4645 | 67.1484
Texas - San Antonio | Nov | K | Texas - San Antonio-Nov | 55.6567 | 54.72 | 54.2 | 53.0333 | 52.6733 | 52.37 | 51.7933 | 53.2567 | 57.31 | 61.43 | 64.4667 | 66.7733 | 68.5633 | 70.0067 | 70.4167 | 70.2867 | 68.9867 | 66.2767 | 63.3067 | 60.5133 | 58.3567 | 57.1267 | 56.2133 | 55.46
Texas - San Antonio | Dec | L | Texas - San Antonio-Dec | 46.8 | 45.9484 | 45.2516 | 44.8129 | 44.8516 | 44.5355 | 44.6581 | 44.9935 | 48.3806 | 51.9387 | 55.1774 | 57.529 | 59.3097 | 60.8968 | 61.6903 | 61.8419 | 60.8968 | 58.0581 | 54.971 | 52.3129 | 50.5806 | 49.6 | 49.2032 | 48.7581
Texas - Victoria | Jan | A | Texas - Victoria-Jan | 52.3484 | 52.1839 | 51.9903 | 51.5387 | 51.0774 | 50.629 | 51.1871 | 51.7226 | 52.2774 | 55.0839 | 57.8065 | 60.6 | 61.7935 | 62.9194 | 64.1097 | 62.7871 | 61.4097 | 60.0839 | 58.271 | 56.5 | 54.6968 | 54.2645 | 53.8323 | 53.4
Texas - Victoria | Feb | B | Texas - Victoria-Feb | 51.0321 | 50.5893 | 50.1536 | 49.5 | 48.9 | 48.2679 | 49.4107 | 50.4964 | 51.6071 | 54.5643 | 57.5214 | 60.4643 | 61.6571 | 62.9036 | 64.1071 | 63.0143 | 61.9179 | 60.8321 | 58.4143 | 56.075 | 53.7143 | 52.8714 | 52.0929 | 51.2857
Texas - Victoria | Mar | C | Texas - Victoria-Mar | 57.6742 | 57.0548 | 56.3387 | 56.0645 | 55.7516 | 55.4419 | 56.7419 | 58.0839 | 59.4645 | 62.0645 | 64.6065 | 67.2129 | 68.3613 | 69.5774 | 70.729 | 69.6548 | 68.6226 | 67.5419 | 65.171 | 62.8226 | 60.4968 | 59.8032 | 59.1258 | 58.4226
Texas - Victoria | Apr | D | Texas - Victoria-Apr | 65.57 | 65.0333 | 64.4867 | 64.22 | 63.9733 | 63.6867 | 65.82 | 67.9667 | 70.1067 | 72.0967 | 74.08 | 76.07 | 76.4733 | 76.8967 | 77.3067 | 76.61 | 75.9167 | 75.2267 | 72.98 | 70.73 | 68.52 | 67.7233 | 66.9933 | 66.2167
Texas - Victoria | May | E | Texas - Victoria-May | 70.6516 | 70.1968 | 69.7097 | 69.229 | 68.7742 | 68.2839 | 70.6581 | 73.0065 | 75.3806 | 77.1355 | 78.9581 | 80.7323 | 80.9935 | 81.2871 | 81.5548 | 80.6355 | 79.7129 | 78.8097 | 76.8968 | 75.029 | 73.1452 | 72.5806 | 72.0355 | 71.4742
Texas - Victoria | Jun | F | Texas - Victoria-Jun | 75.7067 | 75.4633 | 75.1267 | 74.8267 | 74.5333 | 74.21 | 77.1033 | 80.0067 | 82.8533 | 84.6433 | 86.3867 | 88.17 | 88.31 | 88.42 | 88.5767 | 87.27 | 85.97 | 84.6533 | 82.5167 | 80.4133 | 78.3433 | 77.4967 | 76.7833 | 75.9867
Texas - Victoria | Jul | G | Texas - Victoria-Jul | 79.0581 | 78.5548 | 75.8387 | 75.6 | 75.3065 | 74.829 | 76.7839 | 80.1258 | 83.1226 | 85.5 | 86.7742 | 89.0677 | 90.329 | 91.0097 | 91.4452 | 90.2484 | 89.3 | 87.8355 | 84.5226 | 81.5161 | 79.7258 | 78.4548 | 77.4323 | 76.9194
Texas - Victoria | Aug | H | Texas - Victoria-Aug | 74.9645 | 74.5355 | 76.5742 | 76.1548 | 75.7903 | 75.3677 | 78.1774 | 80.971 | 83.7871 | 86.0419 | 88.2903 | 90.5452 | 90.8032 | 91.0194 | 91.271 | 90.1613 | 89.0032 | 87.9 | 85.2323 | 82.6129 | 79.971 | 79.2419 | 78.6129 | 77.9032
Texas - Victoria | Sep | I | Texas - Victoria-Sep | 74.6833 | 74.5133 | 74.0233 | 73.8133 | 73.3233 | 72.91 | 73.28 | 76.8533 | 80.79 | 83.5867 | 85.6167 | 86.8967 | 86.9833 | 87.0433 | 87.0233 | 86.2233 | 85.66 | 83.31 | 80.5133 | 79.02 | 77.95 | 76.6267 | 75.5633 | 74.88
Texas - Victoria | Oct | J | Texas - Victoria-Oct | 64.3065 | 63.6355 | 62.9742 | 62.5258 | 62.071 | 61.5968 | 64.5161 | 67.4484 | 70.3581 | 73.2516 | 76.1387 | 79.0161 | 79.571 | 80.0968 | 80.6484 | 78.5613 | 76.4452 | 74.3613 | 72.1548 | 70.0065 | 67.829 | 66.9065 | 66.0097 | 65.1097
Texas - Victoria | Nov | K | Texas - Victoria-Nov | 58.84 | 58.27 | 57.73 | 57.2267 | 56.7067 | 56.19 | 58.1133 | 60.09 | 62.0433 | 65.0533 | 68.06 | 71.0633 | 71.88 | 72.72 | 73.5367 | 71.32 | 69.1367 | 66.92 | 65.04 | 63.1633 | 61.2667 | 60.46 | 59.6467 | 58.8433
Texas - Victoria | Dec | L | Texas - Victoria-Dec | 52.0129 | 51.271 | 50.5258 | 49.8516 | 49.1677 | 48.4516 | 49.9419 | 51.4871 | 53.0258 | 56.1065 | 59.2129 | 62.2935 | 63.1871 | 64.1194 | 65.0065 | 63.1065 | 61.1935 | 59.2903 | 57.5806 | 55.8645 | 54.1516 | 53.5032 | 52.8516 | 52.2
Texas - Waco | Jan | A | Texas - Waco-Jan | 43.1903 | 42.5613 | 41.9355 | 41.7806 | 41.6452 | 41.4774 | 42.1645 | 42.8194 | 43.4935 | 45.9516 | 48.4129 | 50.8645 | 52.4 | 53.9419 | 55.4839 | 54.0161 | 52.5516 | 51.0935 | 49.0226 | 46.9548 | 44.9129 | 44.3452 | 43.8258 | 43.2839
Texas - Waco | Feb | B | Texas - Waco-Feb | 42.7357 | 41.9929 | 41.2107 | 40.5357 | 39.9107 | 39.2429 | 40.3536 | 41.4643 | 42.6464 | 46.1214 | 49.5821 | 53.0571 | 55.1464 | 57.2429 | 59.3214 | 57.825 | 56.3643 | 54.8607 | 52.2 | 49.5536 | 46.9536 | 45.9964 | 45.0786 | 44.125
Texas - Waco | Mar | C | Texas - Waco-Mar | 54.7806 | 53.9645 | 53.0484 | 51.929 | 51.3419 | 50.9581 | 50.2871 | 52.4903 | 55.8355 | 59.7387 | 63.1129 | 65.1774 | 67.1645 | 69.0935 | 69.8935 | 70.4129 | 69.5645 | 67.6355 | 63.7903 | 61.3839 | 59.3097 | 57.9613 | 56.9839 | 55.8871
Texas - Waco | Apr | D | Texas - Waco-Apr | 60.3267 | 59.61 | 58.84 | 58.53 | 58.1467 | 57.81 | 59.9367 | 62.0833 | 64.2333 | 66.3633 | 68.5 | 70.6333 | 71.8233 | 73.04 | 74.2367 | 73.6767 | 73.12 | 72.5667 | 70.0567 | 67.5833 | 65.0833 | 63.8167 | 62.6067 | 61.37
Texas - Waco | May | E | Texas - Waco-May | 66.2355 | 65.5548 | 64.8355 | 64.5194 | 64.2677 | 63.9355 | 66.7097 | 69.3968 | 72.171 | 74.4742 | 76.7387 | 79.0419 | 79.9839 | 80.9548 | 81.9 | 81.1452 | 80.3774 | 79.6161 | 76.6839 | 73.7677 | 70.8903 | 69.6032 | 68.3419 | 67.0806
Texas - Waco | Jun | F | Texas - Waco-Jun | 72.9833 | 71.99 | 70.9633 | 70.5633 | 70.22 | 69.8 | 72.53 | 75.31 | 78.06 | 80.2433 | 82.47 | 84.6633 | 85.6133 | 86.5567 | 87.51 | 86.6 | 85.7567 | 84.8567 | 82.36 | 79.9 | 77.4567 | 76.3133 | 75.23 | 74.1333
Texas - Waco | Jul | G | Texas - Waco-Jul | 80.3355 | 79.571 | 75.9903 | 74.9871 | 74.2677 | 74.0161 | 75.9774 | 79.4161 | 83.2194 | 86.8161 | 89.6806 | 91.7871 | 92.8065 | 94.7548 | 94.7161 | 94.171 | 93.4097 | 91.6419 | 88.6935 | 85.2935 | 83.0548 | 81.6677 | 80.5613 | 79.2742
Texas - Waco | Aug | H | Texas - Waco-Aug | 74.8935 | 73.7774 | 75.3129 | 74.5774 | 73.8387 | 72.9387 | 74.7065 | 78.5774 | 82.3419 | 85.7871 | 88.5226 | 91 | 92.4032 | 93.2581 | 93.529 | 93.5516 | 92.6774 | 90.9806 | 87.3387 | 84.0742 | 82.1742 | 80.8161 | 79.3935 | 78.2677
Texas - Waco | Sep | I | Texas - Waco-Sep | 72.4033 | 71.4433 | 70.2933 | 69.87 | 69.29 | 68.9733 | 69.2667 | 71.54 | 75.09 | 78.03 | 81.2367 | 83.3433 | 85.2067 | 85.93 | 86.1467 | 86.0633 | 85 | 83.0267 | 79.2133 | 77.19 | 75.2 | 74.31 | 73.5967 | 72.41
Texas - Waco | Oct | J | Texas - Waco-Oct | 63.2032 | 62.5065 | 61.7613 | 61.1 | 60.4419 | 59.7516 | 62.1032 | 64.4806 | 66.8194 | 69.7032 | 72.6065 | 75.4935 | 76.5161 | 77.5677 | 78.6 | 76.771 | 74.9387 | 73.1097 | 71.0161 | 68.9452 | 66.8613 | 65.8548 | 64.8194 | 63.8355
Texas - Waco | Nov | K | Texas - Waco-Nov | 54.0733 | 53.4033 | 52.67 | 52.24 | 51.84 | 51.4067 | 53.0933 | 54.7633 | 56.4433 | 59.2367 | 62.0167 | 64.8133 | 65.63 | 66.4133 | 67.2333 | 65.2767 | 63.3167 | 61.34 | 59.79 | 58.2133 | 56.6867 | 55.7933 | 54.95 | 54.0833
Texas - Waco | Dec | L | Texas - Waco-Dec | 44.3548 | 43.8323 | 43.2968 | 42.6581 | 41.9871 | 41.3452 | 42.4387 | 43.571 | 44.7484 | 48.0935 | 51.4323 | 54.7871 | 56.0871 | 57.3774 | 58.6677 | 56.7226 | 54.7548 | 52.8226 | 50.8516 | 48.8516 | 46.8935 | 46.2129 | 45.5355 | 44.8516
Texas - Wichita Falls | Jan | A | Texas - Wichita Falls-Jan | 34.671 | 33.771 | 32.8452 | 32.3387 | 31.8452 | 31.3452 | 32.2581 | 33.1452 | 34.0613 | 37.2194 | 40.3516 | 43.4903 | 45.3935 | 47.2742 | 49.1774 | 47.4871 | 45.8129 | 44.1226 | 41.9484 | 39.7774 | 37.629 | 36.8323 | 36.0323 | 35.2419
Texas - Wichita Falls | Feb | B | Texas - Wichita Falls-Feb | 38 | 37.2179 | 36.4679 | 35.95 | 35.4393 | 34.9179 | 36.5179 | 38.0929 | 39.675 | 43.125 | 46.5964 | 50.0286 | 51.7536 | 53.4429 | 55.1679 | 54.075 | 52.9857 | 51.8893 | 48.7393 | 45.6857 | 42.6286 | 41.6821 | 40.6893 | 39.7643
Texas - Wichita Falls | Mar | C | Texas - Wichita Falls-Mar | 50.3226 | 49.7581 | 49.2032 | 48.2355 | 47.2484 | 46.1742 | 48.0484 | 49.9452 | 51.871 | 55.3387 | 58.8129 | 62.2806 | 63.9065 | 65.5452 | 67.1581 | 65.9226 | 64.6903 | 63.4645 | 60.171 | 56.9 | 53.6968 | 52.5871 | 51.4516 | 50.4032
Texas - Wichita Falls | Apr | D | Texas - Wichita Falls-Apr | 56.81 | 55.9833 | 55.0933 | 54.49 | 53.8967 | 53.23 | 56.27 | 59.3233 | 62.36 | 65.2 | 68.02 | 70.8467 | 72.32 | 73.77 | 75.2233 | 74.1367 | 73.1233 | 72.0267 | 68.6667 | 65.3367 | 62.0433 | 60.7167 | 59.4267 | 58.15
Texas - Wichita Falls | May | E | Texas - Wichita Falls-May | 64.3226 | 63.6419 | 62.8645 | 62.4871 | 62.129 | 61.7516 | 64.971 | 68.1968 | 71.4516 | 73.9903 | 76.5258 | 79.0677 | 80.0935 | 81.0968 | 82.1161 | 81.1258 | 80.1032 | 79.0935 | 75.8129 | 72.6226 | 69.4355 | 68.029 | 66.6484 | 65.2806
Texas - Wichita Falls | Jun | F | Texas - Wichita Falls-Jun | 71.8 | 70.7567 | 69.6933 | 69.2 | 68.7633 | 68.26 | 71.8833 | 75.4933 | 79.1467 | 81.5167 | 83.8867 | 86.2667 | 87.5533 | 88.9033 | 90.2 | 88.83 | 87.5333 | 86.1667 | 83.1433 | 80.1833 | 77.2267 | 75.93 | 74.6233 | 73.3667
Texas - Wichita Falls | Jul | G | Texas - Wichita Falls-Jul | 82.9 | 82.0419 | 78.6516 | 77.6935 | 76.7903 | 75.7903 | 79.1226 | 82.4548 | 85.8032 | 88.4226 | 90.9903 | 93.6032 | 94.6742 | 95.7548 | 96.8129 | 96.2258 | 95.6613 | 95.0903 | 91.8387 | 88.6129 | 85.4258 | 84 | 82.529 | 81.1032
Texas - Wichita Falls | Aug | H | Texas - Wichita Falls-Aug | 72.9 | 72.1194 | 73.8387 | 73.129 | 72.4516 | 71.7419 | 74.8419 | 77.9935 | 81.129 | 83.7032 | 86.2226 | 88.8161 | 90.0742 | 91.3355 | 92.5968 | 91.7065 | 90.8903 | 90.0129 | 86.6484 | 83.3032 | 80.0032 | 78.7387 | 77.4935 | 76.2355
Texas - Wichita Falls | Sep | I | Texas - Wichita Falls-Sep | 69.91 | 69.0633 | 68.51 | 67.64 | 67.28 | 66.7 | 66.9533 | 70.1633 | 73.7 | 76.17 | 78.6233 | 80.6167 | 82.42 | 83.5233 | 84.1767 | 84.1733 | 82.8567 | 80.19 | 75.6067 | 73.26 | 72.0433 | 71.2633 | 70.5567 | 69.72
Texas - Wichita Falls | Oct | J | Texas - Wichita Falls-Oct | 58.8677 | 58.2 | 57.4839 | 56.6871 | 55.8484 | 55.0452 | 57.6 | 60.1516 | 62.7 | 66.3194 | 69.9581 | 73.5742 | 75.2355 | 76.9258 | 78.5871 | 76.2226 | 73.8355 | 71.4839 | 68.4742 | 65.4968 | 62.5129 | 61.4903 | 60.5742 | 59.5903
Texas - Wichita Falls | Nov | K | Texas - Wichita Falls-Nov | 47.5067 | 46.91 | 46.3133 | 45.97 | 45.6467 | 45.29 | 46.6233 | 48.0033 | 49.3633 | 52.2467 | 55.1267 | 58.0033 | 59.1567 | 60.2967 | 61.46 | 58.8633 | 56.29 | 53.6933 | 51.9233 | 50.1867 | 48.4567 | 47.97 | 47.4867 | 46.99
Texas - Wichita Falls | Dec | L | Texas - Wichita Falls-Dec | 37.1161 | 36.6742 | 36.0645 | 35.4226 | 34.8226 | 34.1 | 33.471 | 33.5226 | 36.8226 | 40.429 | 43.871 | 46.9 | 49.6 | 51.0645 | 52.2484 | 51.971 | 49.471 | 45.2323 | 42.7419 | 41.6903 | 40.4806 | 39.9258 | 39.3323 | 38.7129
Utah - Cedar City | Jan | A | Utah - Cedar City-Jan | 26.0935 | 24.8548 | 23.8613 | 23.5871 | 23.2871 | 22.5258 | 22.871 | 21.6032 | 24.9742 | 29.8516 | 34.4097 | 37.8548 | 40.0871 | 41.3968 | 41.9419 | 41.6613 | 39.371 | 34.7452 | 31.8419 | 30.8613 | 29.729 | 28.2613 | 27.5806 | 26.5032
Utah - Cedar City | Feb | B | Utah - Cedar City-Feb | 26.3214 | 25.7786 | 25.0786 | 23.9607 | 23.25 | 22.9107 | 22.7357 | 23.475 | 27.5179 | 31.0071 | 33.6036 | 36.0429 | 38.5464 | 40.9214 | 41.9821 | 42.1857 | 41.1036 | 38.0893 | 33.4536 | 31.5571 | 29.6929 | 29.05 | 28.0071 | 27.4214
Utah - Cedar City | Mar | C | Utah - Cedar City-Mar | 33.4419 | 32.829 | 31.9806 | 31.1194 | 30.2258 | 30.9742 | 31.7484 | 32.5161 | 35.5097 | 38.5032 | 41.4935 | 42.8548 | 44.2323 | 45.5968 | 45.5129 | 45.4387 | 45.3645 | 42.9323 | 40.4161 | 37.9839 | 36.8903 | 35.8258 | 34.7419 | 34.1258
Utah - Cedar City | Apr | D | Utah - Cedar City-Apr | 41.2567 | 40.0667 | 39.3167 | 38.62 | 37.8767 | 40.1133 | 42.34 | 44.5767 | 48.3533 | 52.1467 | 55.93 | 57.2867 | 58.6733 | 60.04 | 59.9633 | 59.9067 | 59.83 | 56.1367 | 52.4367 | 48.74 | 47.1533 | 45.6267 | 44.06 | 42.8867
Utah - Cedar City | May | E | Utah - Cedar City-May | 49.6161 | 48.7742 | 47.4355 | 45.9226 | 44.9903 | 44.4226 | 48.2226 | 52.8452 | 57.6129 | 60.8871 | 63.9871 | 66.4677 | 68.2194 | 68.8097 | 69.7935 | 70.0129 | 69.8677 | 68.4774 | 66.0258 | 60.7548 | 55.9871 | 53.6742 | 51.8484 | 51.2
Utah - Cedar City | Jun | F | Utah - Cedar City-Jun | 57.35 | 56.0167 | 54.9733 | 54.0333 | 51.3133 | 51.9567 | 59.0133 | 65.5833 | 70.05 | 73.7733 | 76.4167 | 78.3467 | 79.9567 | 80.6467 | 81.5733 | 81.1633 | 79.8767 | 78.17 | 75.2033 | 70.68 | 66.1433 | 63.2633 | 61.0767 | 59.8967
Utah - Cedar City | Jul | G | Utah - Cedar City-Jul | 67.7871 | 66.771 | 63.329 | 62.1032 | 60.8258 | 64.6032 | 68.371 | 72.1935 | 76.2097 | 80.2452 | 84.2484 | 85.5806 | 86.9065 | 88.2387 | 87.1581 | 86.1258 | 85.0581 | 82.1032 | 79.0935 | 76.0935 | 73.3129 | 70.5935 | 67.8903 | 66.8581
Utah - Cedar City | Aug | H | Utah - Cedar City-Aug | 59.0226 | 57.7903 | 58.9645 | 57.9484 | 56.9194 | 59.2935 | 61.629 | 64.0452 | 68.4968 | 73.0097 | 77.4677 | 79.0452 | 80.6194 | 82.2 | 82.0194 | 81.8032 | 81.6355 | 77.8839 | 74.1 | 70.3355 | 67.9903 | 65.6871 | 63.4097 | 62.171
Utah - Cedar City | Sep | I | Utah - Cedar City-Sep | 57.0633 | 55.66 | 54.9333 | 54.2133 | 53.4733 | 55.74 | 57.9867 | 60.2667 | 64.5 | 68.7267 | 72.96 | 74.4233 | 75.8833 | 77.3367 | 76.97 | 76.6633 | 76.29 | 72.2133 | 68.0967 | 64.01 | 62.4267 | 60.8633 | 59.3267 | 57.89
Utah - Cedar City | Oct | J | Utah - Cedar City-Oct | 45.9484 | 44.6194 | 43.5968 | 42.6452 | 41.6581 | 42.7677 | 43.9032 | 45 | 50.3355 | 55.6935 | 61.0355 | 62.7903 | 64.4645 | 66.2065 | 65.4548 | 64.6516 | 63.8871 | 59.8161 | 55.7581 | 51.6871 | 50.6065 | 49.5774 | 48.5484 | 47.1871
Utah - Cedar City | Nov | K | Utah - Cedar City-Nov | 32.9967 | 32.3 | 31.6033 | 30.9833 | 30.2867 | 30.31 | 30.3267 | 30.3567 | 34.6633 | 39.0567 | 43.3467 | 45.62 | 47.9533 | 50.2267 | 49.4567 | 48.67 | 47.8967 | 44.4367 | 40.9567 | 37.4767 | 36.32 | 35.1867 | 34.0667 | 33.3533
Utah - Cedar City | Dec | L | Utah - Cedar City-Dec | 24.3581 | 22.9258 | 23.1581 | 23.1839 | 22.5903 | 21.9452 | 20.8355 | 20.7032 | 24.3258 | 28.7387 | 32.0581 | 34.6355 | 36.7323 | 38.2581 | 39.2677 | 39.0774 | 36.3226 | 30.9355 | 28.7097 | 27.3161 | 25.9387 | 25.3387 | 24.6742 | 24.5
Utah - Salt Lake City | Jan | A | Utah - Salt Lake City-Jan | 25.8645 | 25.5129 | 25.2903 | 25.1839 | 24.4032 | 24.3452 | 24.5968 | 24.4194 | 25.4806 | 28.4452 | 30.6387 | 32.4677 | 33.4484 | 34.2871 | 34.571 | 34.0548 | 32.6903 | 29.9323 | 28.1129 | 27.6871 | 26.9 | 27.1194 | 26.5774 | 26.2516
Utah - Salt Lake City | Feb | B | Utah - Salt Lake City-Feb | 32.1071 | 31.6179 | 31.3179 | 30.8143 | 30.2536 | 29.6143 | 29.7893 | 30.0429 | 32.3964 | 35.4286 | 37.5286 | 39.3607 | 40.3536 | 41.1893 | 41.3214 | 41.4429 | 40.7143 | 37.7536 | 35.0071 | 34.0607 | 33.4 | 32.875 | 32.6964 | 32.2536
Utah - Salt Lake City | Mar | C | Utah - Salt Lake City-Mar | 39.0323 | 38.5839 | 38.5806 | 38.129 | 37.8355 | 36.6452 | 36.6516 | 39.3871 | 42.8032 | 45.3097 | 47.0742 | 49.4161 | 50.6484 | 51.5742 | 52.3323 | 51.5548 | 50.9226 | 48.9613 | 45.2194 | 43.0065 | 42.0742 | 41.5355 | 41.1677 | 40.1452
Utah - Salt Lake City | Apr | D | Utah - Salt Lake City-Apr | 43.7167 | 43.49 | 42.55 | 42.27 | 41.7133 | 41.31 | 43.5367 | 47.1833 | 50.3533 | 52.6767 | 54.7667 | 55.9933 | 56.6067 | 57.2667 | 57.93 | 57.9233 | 56.4067 | 54.8633 | 51.3067 | 48.7733 | 46.98 | 45.6233 | 44.7233 | 44.3267
Utah - Salt Lake City | May | E | Utah - Salt Lake City-May | 52.8484 | 51.8968 | 51.2645 | 50.5839 | 50.5806 | 50.8935 | 55.229 | 59.2226 | 63.0323 | 65.0129 | 67.0355 | 68.3613 | 69.4742 | 69.9742 | 70.6484 | 69.0516 | 68.3 | 66.4419 | 63.571 | 60.2806 | 58.6032 | 56.6258 | 55.0613 | 54.1419
Utah - Salt Lake City | Jun | F | Utah - Salt Lake City-Jun | 58.9833 | 58 | 56.5467 | 56.2433 | 55.5867 | 57.1833 | 62.06 | 65.94 | 69.07 | 71.6767 | 73.98 | 75.97 | 77.7533 | 78.96 | 79.1167 | 78.8067 | 78.6167 | 77.3067 | 74.1733 | 68.95 | 64.2667 | 62.65 | 61.5167 | 60.1333
Utah - Salt Lake City | Jul | G | Utah - Salt Lake City-Jul | 72.5355 | 71.4161 | 68.4355 | 67.4806 | 66.4387 | 66.9839 | 72.7774 | 77.3839 | 80.9645 | 84.029 | 86.3581 | 88.371 | 90.0645 | 91.4903 | 92.0032 | 91.0677 | 90.4774 | 89.1323 | 86.0581 | 80.129 | 76.2613 | 74.3742 | 72.3452 | 71.0613
Utah - Salt Lake City | Aug | H | Utah - Salt Lake City-Aug | 66.1516 | 65.2806 | 66.6677 | 65.571 | 64.8258 | 64.7903 | 68.2258 | 73.4774 | 77.6935 | 81.4097 | 84.3452 | 86.9032 | 87.6645 | 87.7774 | 88.2774 | 88.8 | 87.7581 | 86.2323 | 81.4645 | 75.9129 | 72.4742 | 71.4 | 69.9484 | 69.2935
Utah - Salt Lake City | Sep | I | Utah - Salt Lake City-Sep | 56.8167 | 56.1367 | 55.5767 | 54.3533 | 54.48 | 53.8633 | 55.2167 | 59.59 | 64.0567 | 67.6233 | 70.08 | 72.1633 | 73.93 | 74.6033 | 75.28 | 75.29 | 73.6567 | 70.7533 | 64.8633 | 61.4133 | 59.9233 | 59.2633 | 58.4233 | 57.2167
Utah - Salt Lake City | Oct | J | Utah - Salt Lake City-Oct | 44.7516 | 44.1806 | 43.8935 | 43.3032 | 42.6452 | 42.5903 | 42.629 | 47.8581 | 53.1484 | 57.1645 | 59.9 | 62.0742 | 63.8871 | 64.4742 | 64.7065 | 63.9968 | 62.0742 | 55.8839 | 52.0419 | 48.471 | 47.4323 | 46.3161 | 45.5226 | 44.7
Utah - Salt Lake City | Nov | K | Utah - Salt Lake City-Nov | 36.19 | 35.2833 | 35.3 | 34.8733 | 34.7033 | 33.6767 | 34.19 | 35.16 | 39.7933 | 43.9433 | 46.9633 | 49.4333 | 50.98 | 52.2467 | 51.16 | 50.3367 | 46.59 | 42.24 | 39.9333 | 38.13 | 36.75 | 35.9033 | 35.2433 | 35.9067
Utah - Salt Lake City | Dec | L | Utah - Salt Lake City-Dec | 27.3774 | 27.9742 | 27.0161 | 27.0323 | 27.4452 | 27.2742 | 27.1032 | 27.1194 | 28.171 | 30.3677 | 32.5581 | 34.229 | 35.3258 | 35.9613 | 36.1645 | 35.0677 | 32.5968 | 30.6161 | 29.6032 | 28.4516 | 28.1645 | 28.1258 | 28.4677 | 27.9968
Vermont - Burlington | Jan | A | Vermont - Burlington-Jan | 18.7452 | 18.6613 | 18.3871 | 18.0258 | 17.6032 | 17.3871 | 17.3129 | 17.0097 | 17.9194 | 19.6452 | 20.9677 | 22.3194 | 22.9419 | 23.2677 | 23.4871 | 22.7903 | 21.6323 | 20.5065 | 19.9516 | 19.5323 | 18.8613 | 18.1677 | 17.7355 | 17.871
Vermont - Burlington | Feb | B | Vermont - Burlington-Feb | 15.675 | 15.3571 | 14.9929 | 14.6714 | 14.1786 | 13.6821 | 13.1929 | 14.7679 | 16.4 | 18.0036 | 19.3 | 20.6036 | 21.9071 | 22.3286 | 22.7571 | 23.1821 | 22.1429 | 21.1036 | 20.0536 | 19.2464 | 18.4286 | 17.6107 | 17.0536 | 16.5107
Vermont - Burlington | Mar | C | Vermont - Burlington-Mar | 25.6935 | 25.3065 | 24.5484 | 23.8548 | 23.2129 | 23.0097 | 23.0323 | 24.9581 | 27.1484 | 28.8806 | 30.7806 | 32.3161 | 33.4968 | 33.771 | 34.2065 | 34.2355 | 33.7968 | 32.029 | 30.9516 | 29.8903 | 29.0065 | 28.0161 | 27.4548 | 26.5677
Vermont - Burlington | Apr | D | Vermont - Burlington-Apr | 37.4067 | 37.2 | 36.6533 | 36.2733 | 36.3433 | 36.8433 | 38 | 40.5933 | 43.01 | 44.9567 | 46.37 | 47.68 | 48.39 | 49.4767 | 49.7033 | 49.4933 | 48.5967 | 46.55 | 44.1567 | 42.02 | 40.3167 | 38.9833 | 38.41 | 37.83
Vermont - Burlington | May | E | Vermont - Burlington-May | 52.8613 | 51.2806 | 50.1516 | 50.1 | 49.3645 | 51.0548 | 53.9839 | 57.3194 | 59.6903 | 61.9742 | 63.8387 | 65.7355 | 66.771 | 67.7613 | 68.5161 | 68.5194 | 66.9 | 64.9355 | 62.3258 | 59.6097 | 57.7935 | 55.4065 | 54.8613 | 53.9097
Vermont - Burlington | Jun | F | Vermont - Burlington-Jun | 57.7933 | 56.6867 | 55.7567 | 54.8033 | 55.2833 | 57.7767 | 59.69 | 62.3633 | 64.7433 | 67.1067 | 69.0567 | 70.6933 | 71.9867 | 72.4233 | 72.4033 | 72.01 | 71.4367 | 69.4267 | 67.29 | 63.6667 | 62.08 | 60.7467 | 59.98 | 58.87
Vermont - Burlington | Jul | G | Vermont - Burlington-Jul | 65.8323 | 64.9742 | 62.129 | 62.1613 | 62.3258 | 63.2839 | 65.7742 | 68.3774 | 70.2871 | 71.9355 | 73.7839 | 75.629 | 76.7677 | 77.7387 | 77.5194 | 78.1871 | 77.4742 | 75.9677 | 74.1 | 70.8516 | 68.0226 | 66.8613 | 65.8903 | 64.429
Vermont - Burlington | Aug | H | Vermont - Burlington-Aug | 60.3387 | 59.5903 | 61.1613 | 60.5355 | 59.8129 | 60.6613 | 62.9 | 65.8839 | 68.6516 | 70.4258 | 72.2 | 74.0839 | 75.2645 | 75.5258 | 75.3258 | 75.2677 | 74.5194 | 72.629 | 69.8194 | 67.3 | 65.8258 | 64.7806 | 63.5871 | 62.8355
Vermont - Burlington | Sep | I | Vermont - Burlington-Sep | 54.4233 | 53.9433 | 53.5833 | 53.0033 | 52.67 | 52.5367 | 53.75 | 56.0233 | 58.7133 | 61.0733 | 62.6933 | 63.6267 | 64.57 | 65.34 | 65.5533 | 64.5967 | 63.53 | 61.93 | 59.94 | 57.97 | 57.0533 | 56.1067 | 55.1567 | 54.3867
Vermont - Burlington | Oct | J | Vermont - Burlington-Oct | 46.2129 | 45.9 | 45.1516 | 44.7419 | 44.1581 | 44.1581 | 44.3129 | 47.1 | 49.6871 | 51.9032 | 53.6097 | 54.8548 | 55.571 | 56.0323 | 56.1968 | 55.8516 | 54.1 | 51.9484 | 50.2935 | 48.2871 | 47.6742 | 47.1065 | 46.9129 | 46.4452
Vermont - Burlington | Nov | K | Vermont - Burlington-Nov | 34.9467 | 34.42 | 34.3633 | 33.96 | 33.9233 | 33.8833 | 33.86 | 34.0667 | 35.4133 | 36.7333 | 38.1433 | 39.5467 | 40.1367 | 40.0333 | 39.87 | 39.2 | 37.7533 | 36.9233 | 36.3833 | 36.0167 | 35.6833 | 35.2533 | 34.8633 | 34.4367
Vermont - Burlington | Dec | L | Vermont - Burlington-Dec | 23.1419 | 22.6774 | 22.5129 | 22.571 | 22.7194 | 23 | 22.6387 | 22.8 | 23.7935 | 24.9645 | 26.3903 | 27.3161 | 27.6129 | 27.8484 | 27.9484 | 27.3806 | 26.1516 | 25.4226 | 25.3935 | 24.7581 | 24.5226 | 24.4581 | 23.6516 | 23.5129
Virginia - Lynchburg | Jan | A | Virginia - Lynchburg-Jan | 30.7516 | 30.5774 | 30.2516 | 29.9323 | 29.6 | 29.4032 | 29.2258 | 30.9935 | 32.7387 | 34.5 | 35.8097 | 37.1032 | 38.4032 | 38.6677 | 38.8935 | 39.1484 | 37.3903 | 35.6419 | 33.8903 | 33.2484 | 32.5968 | 31.9613 | 31.5935 | 31.2516
Virginia - Lynchburg | Feb | B | Virginia - Lynchburg-Feb | 31.5893 | 30.7714 | 29.9857 | 29.4107 | 28.8679 | 28.325 | 27.9821 | 30.5571 | 33.1143 | 35.6714 | 37.8536 | 39.9393 | 42.1214 | 42.5786 | 43.075 | 43.55 | 41.9321 | 40.3286 | 38.7 | 36.9679 | 35.6893 | 34.4143 | 33.5786 | 32.7821
Virginia - Lynchburg | Mar | C | Virginia - Lynchburg-Mar | 44.3129 | 43.5161 | 42.7226 | 41.9419 | 40.6774 | 39.3742 | 39.4161 | 42.5129 | 45.9871 | 48.8323 | 51.1581 | 53.7452 | 55.2548 | 56.6032 | 57.5968 | 57.3323 | 56.6161 | 54.8806 | 51.7645 | 49.3742 | 47.5323 | 46.4968 | 45.8194 | 45.8129
Virginia - Lynchburg | Apr | D | Virginia - Lynchburg-Apr | 51.4367 | 50.3967 | 49.4167 | 48.3533 | 47.6 | 46.7667 | 47.9233 | 51.0633 | 54.1967 | 57.35 | 59.7033 | 62.0167 | 64.3633 | 64.7767 | 65.1733 | 65.5833 | 63.76 | 61.94 | 60.0467 | 57.5333 | 55.9 | 54.3267 | 53.41 | 52.1967
Virginia - Lynchburg | May | E | Virginia - Lynchburg-May | 59.3065 | 58.2516 | 57.0452 | 55.971 | 54.9935 | 55.1677 | 58.5194 | 61.9129 | 64.7226 | 67.2484 | 69.3806 | 71.2032 | 72.5355 | 73.5065 | 73.9323 | 73.2161 | 72.6839 | 71.3742 | 69.5484 | 67.8968 | 65.5806 | 63.7677 | 62.4774 | 60.9581
Virginia - Lynchburg | Jun | F | Virginia - Lynchburg-Jun | 66.9567 | 66.2833 | 65.37 | 64.58 | 64.1533 | 64.6267 | 66.1133 | 69.8667 | 73.1633 | 75.3367 | 77.37 | 78.9033 | 79.53 | 80.4667 | 80.7433 | 80.41 | 79.8467 | 77.8467 | 75.32 | 73.5367 | 71.49 | 70.0733 | 69.23 | 68.2067
Virginia - Lynchburg | Jul | G | Virginia - Lynchburg-Jul | 72.9097 | 72.3935 | 69.5387 | 67.829 | 67.0323 | 67.5419 | 69.7806 | 73.0097 | 75.4645 | 78.1935 | 79.9323 | 81.3452 | 82.6581 | 82.171 | 82.2226 | 81.4935 | 80.7774 | 79.5129 | 77.6613 | 74.9258 | 73.4194 | 72.0194 | 70.9871 | 71.0129
Virginia - Lynchburg | Aug | H | Virginia - Lynchburg-Aug | 65.4484 | 64.7452 | 66.5258 | 65.8323 | 65.8419 | 65.7065 | 67.0032 | 70.3387 | 73.7161 | 77.0645 | 78.4484 | 79.829 | 81.2226 | 81.1065 | 80.8968 | 80.7935 | 78.729 | 76.6903 | 74.5903 | 72.9677 | 71.2129 | 69.8516 | 68.9387 | 68.0194
Virginia - Lynchburg | Sep | I | Virginia - Lynchburg-Sep | 62.59 | 61.92 | 61.1733 | 60.07 | 59.3033 | 58.99 | 59.9267 | 63.9567 | 67.0333 | 69.2833 | 71.5833 | 73.1433 | 74.59 | 75.66 | 75.9833 | 75.0467 | 74.2233 | 71.9367 | 68.3033 | 66.7167 | 65.4167 | 64.8633 | 64.0967 | 63.4467
Virginia - Lynchburg | Oct | J | Virginia - Lynchburg-Oct | 50.3419 | 49.5032 | 48.6323 | 47.8097 | 46.7258 | 46.1839 | 47.0968 | 50.5161 | 54.5419 | 57.6 | 60.8161 | 62.8387 | 64.4194 | 65.0774 | 65.2935 | 64.4452 | 62.5452 | 58.1516 | 55.671 | 53.8452 | 53.1935 | 51.6548 | 51.5968 | 50.8258
Virginia - Lynchburg | Nov | K | Virginia - Lynchburg-Nov | 43.5767 | 43.08 | 42.39 | 41.6567 | 41.17 | 40.64 | 40.3333 | 43.0667 | 45.79 | 48.5233 | 50.2267 | 51.9533 | 53.67 | 53.85 | 53.9633 | 54.1533 | 51.8433 | 49.5633 | 47.2833 | 46.23 | 45.3633 | 44.5133 | 43.8467 | 43.35
Virginia - Lynchburg | Dec | L | Virginia - Lynchburg-Dec | 36.0839 | 35.5323 | 34.9774 | 34.4065 | 33.2387 | 32.0452 | 31.7161 | 32.3839 | 35.5613 | 37.8065 | 40.4581 | 42.4935 | 44.4484 | 45.7935 | 46.2226 | 46.0097 | 44.2516 | 41.9806 | 42.3129 | 41.1419 | 40.2323 | 38.871 | 38.0613 | 36.4774
Virginia - Norfolk | Jan | A | Virginia - Norfolk-Jan | 37.8452 | 37.329 | 36.829 | 36.3226 | 36.0419 | 35.7355 | 35.4613 | 37.171 | 38.8903 | 40.6065 | 42.1452 | 43.6581 | 45.1968 | 45.5 | 45.8032 | 46.1 | 44.6258 | 43.1774 | 41.7516 | 40.8032 | 39.9323 | 39.0581 | 38.5323 | 38.029
Virginia - Norfolk | Feb | B | Virginia - Norfolk-Feb | 36.9143 | 36.7893 | 36.6679 | 36.5357 | 36.3571 | 36.1821 | 36.0143 | 37.3429 | 38.6393 | 39.9714 | 41.5 | 43.0607 | 44.5893 | 44.6464 | 44.7429 | 44.7857 | 43.2714 | 41.7964 | 40.2929 | 39.725 | 39.2679 | 38.7607 | 38.2429 | 37.775
Virginia - Norfolk | Mar | C | Virginia - Norfolk-Mar | 46.0355 | 45.3903 | 45.0258 | 45.0839 | 44.8032 | 44.7484 | 45.1032 | 46.9097 | 48.9452 | 50.4032 | 52.2065 | 53.2484 | 53.5581 | 54.0871 | 53.6839 | 53.4645 | 52.5355 | 50.8613 | 49.2484 | 48.2065 | 47.0968 | 46.6387 | 46.5194 | 46.2226
Virginia - Norfolk | Apr | D | Virginia - Norfolk-Apr | 53.8033 | 53.4533 | 52.9333 | 52.1967 | 51.5567 | 51.85 | 54.0333 | 57.2467 | 60.1067 | 62.5733 | 63.7167 | 64.8467 | 65.3933 | 66.0733 | 65.72 | 64.7167 | 63.7967 | 62.3767 | 59.62 | 58.1133 | 56.9533 | 56.1667 | 55.4133 | 54.75
Virginia - Norfolk | May | E | Virginia - Norfolk-May | 62.0581 | 61.3806 | 61.2452 | 61.2226 | 60.9032 | 61.5161 | 63.5194 | 65.7548 | 67.5194 | 68.9903 | 70.871 | 71.7226 | 72.5839 | 73.1065 | 72.7871 | 72.6677 | 71.7161 | 70.4323 | 67.4419 | 65.8645 | 64.8323 | 64.0935 | 63.6194 | 63.0516
Virginia - Norfolk | Jun | F | Virginia - Norfolk-Jun | 69.27 | 69.0533 | 68.51 | 68.2467 | 67.8133 | 68.75 | 70.59 | 73.81 | 76.31 | 78.1633 | 80.07 | 81.2833 | 81.08 | 81.7567 | 81.4 | 80.9667 | 80.1 | 78.27 | 75.8267 | 73.8167 | 72.4133 | 71.4867 | 70.68 | 69.9267
Virginia - Norfolk | Jul | G | Virginia - Norfolk-Jul | 77.2258 | 76.6226 | 74.0194 | 73.2935 | 72.971 | 73.6613 | 75.8742 | 78.4871 | 80.4774 | 82.2 | 83.7677 | 84.7742 | 85.2613 | 85.4548 | 84.9839 | 83.6226 | 82.2645 | 81.0548 | 79.471 | 77.6323 | 76.8806 | 76.0516 | 75.7355 | 75.2032
Virginia - Norfolk | Aug | H | Virginia - Norfolk-Aug | 68.9032 | 68.3129 | 70.3968 | 70.2355 | 69.7871 | 69.9161 | 72.0452 | 75.4871 | 77.6548 | 79.6806 | 80.571 | 81.3387 | 81.8032 | 81.5774 | 81.4 | 80.5258 | 79.0065 | 77.3097 | 75.2355 | 73.7806 | 72.8323 | 72.3645 | 71.6129 | 71.2194
Virginia - Norfolk | Sep | I | Virginia - Norfolk-Sep | 67.9633 | 67.73 | 67.5767 | 67.5233 | 67.23 | 67.1267 | 68.5333 | 71.66 | 73.7333 | 75.4133 | 76.2967 | 77.2833 | 78.07 | 78.66 | 78.59 | 78.0567 | 76.9733 | 74.6133 | 72.16 | 71.1033 | 70.2733 | 69.1267 | 68.88 | 68.4933
Virginia - Norfolk | Oct | J | Virginia - Norfolk-Oct | 58.6226 | 58.1677 | 57.5839 | 57.1452 | 56.6516 | 56.171 | 56.1581 | 58.771 | 61.3871 | 63.5968 | 65.4355 | 66.5581 | 67.4516 | 68.2613 | 67.9355 | 67.5226 | 66.3484 | 63.571 | 62.1484 | 60.8581 | 60.4 | 59.7355 | 59.3484 | 59.0226
Virginia - Norfolk | Nov | K | Virginia - Norfolk-Nov | 47.9367 | 47.3367 | 46.8767 | 46.4633 | 45.92 | 45.7867 | 46.26 | 48.0733 | 51.4 | 54.76 | 57.4667 | 58.9967 | 59.4067 | 59.64 | 59.7767 | 58.8833 | 56.1033 | 54.0067 | 52.7 | 51.4667 | 49.93 | 48.8767 | 48.3133 | 47.7667
Virginia - Norfolk | Dec | L | Virginia - Norfolk-Dec | 40.029 | 39.7129 | 39.2871 | 38.3935 | 37.7419 | 37.2774 | 36.9677 | 37.5484 | 40.1129 | 42.0387 | 43.7387 | 44.9903 | 45.8806 | 46.6516 | 46.9806 | 46.0968 | 44.1323 | 43.2226 | 42.7355 | 42.2581 | 41.6645 | 41.6742 | 41.0548 | 40.8226
Virginia - Richmond | Jan | A | Virginia - Richmond-Jan | 32.0097 | 31.171 | 30.3774 | 29.5484 | 29.5548 | 29.5484 | 29.5516 | 31.7129 | 33.871 | 36.029 | 38.3065 | 40.5871 | 42.8581 | 43.3903 | 43.8484 | 44.371 | 41.671 | 38.9613 | 36.2194 | 35.2484 | 34.2645 | 33.3742 | 32.729 | 32.0742
Virginia - Richmond | Feb | B | Virginia - Richmond-Feb | 35.3 | 34.7036 | 34.1036 | 33.475 | 32.9179 | 32.3 | 31.7 | 34.5643 | 37.375 | 40.2429 | 42.3286 | 44.4321 | 46.5143 | 47.1893 | 47.8821 | 48.5536 | 46.4679 | 44.3821 | 42.2429 | 41.1107 | 39.975 | 38.8643 | 38.1071 | 37.3643
Virginia - Richmond | Mar | C | Virginia - Richmond-Mar | 43.0484 | 42.4935 | 41.9194 | 41.3387 | 41.0548 | 40.7742 | 40.4806 | 43.0065 | 45.4968 | 47.9871 | 49.9677 | 51.9419 | 53.9129 | 54.4839 | 55.1226 | 55.7065 | 53.2226 | 50.7968 | 48.2903 | 46.9968 | 45.6839 | 44.4 | 43.8581 | 43.3194
Virginia - Richmond | Apr | D | Virginia - Richmond-Apr | 52.52 | 51.88 | 51.1833 | 50.52 | 50.8833 | 51.28 | 51.67 | 54.91 | 58.17 | 61.43 | 63.4767 | 65.5467 | 67.5933 | 68.44 | 69.2167 | 70.09 | 67.42 | 64.75 | 62.0833 | 59.88 | 57.6433 | 55.46 | 54.6867 | 53.9033
Virginia - Richmond | May | E | Virginia - Richmond-May | 57.3065 | 56.5806 | 55.8935 | 55.1871 | 55.7613 | 56.329 | 56.8935 | 59.729 | 62.5323 | 65.3484 | 67.0097 | 68.6774 | 70.3323 | 70.7097 | 71.0742 | 71.4452 | 69.6806 | 67.9097 | 66.1677 | 64.1581 | 62.1742 | 60.2129 | 59.2516 | 58.2871
Virginia - Richmond | Jun | F | Virginia - Richmond-Jun | 67.0067 | 66.4933 | 65.96 | 65.3067 | 65.02 | 66.5033 | 69.89 | 73.3467 | 76.31 | 78.86 | 80.8467 | 81.9167 | 82.3867 | 83.3333 | 82.4433 | 82.3533 | 81.5433 | 80.3367 | 77.69 | 73.5533 | 71.4567 | 70.2133 | 69.28 | 68.2333
Virginia - Richmond | Jul | G | Virginia - Richmond-Jul | 73.2806 | 72.7581 | 69.9968 | 69.4839 | 70.4226 | 71.3645 | 72.329 | 75.0516 | 77.7774 | 80.4806 | 81.9161 | 83.3806 | 84.8258 | 85.0548 | 85.2452 | 85.4871 | 83.5839 | 81.629 | 79.6903 | 77.3806 | 75.1516 | 72.8871 | 72.271 | 71.6806
Virginia - Richmond | Aug | H | Virginia - Richmond-Aug | 66.6935 | 66.2452 | 68.0774 | 67.7161 | 67.6097 | 67.6903 | 69.5258 | 72.2903 | 74.7355 | 76.9258 | 78.0452 | 79.3871 | 80.2839 | 81.1032 | 81.1032 | 80.7516 | 79.9226 | 77.5161 | 75.0677 | 72.7935 | 71.3 | 70.3677 | 69.8968 | 69.0452
Virginia - Richmond | Sep | I | Virginia - Richmond-Sep | 63.49 | 62.9433 | 62.4467 | 61.9033 | 62.13 | 62.3467 | 62.6133 | 66.48 | 70.3467 | 74.2133 | 75.8167 | 77.44 | 79.0467 | 79.02 | 78.9833 | 78.9733 | 76.2767 | 73.6 | 70.8733 | 69.1033 | 67.3567 | 65.5967 | 64.8367 | 64.1433
Virginia - Richmond | Oct | J | Virginia - Richmond-Oct | 52.3161 | 51.8194 | 51.6194 | 51.3419 | 51.0871 | 50.8968 | 51.4032 | 54.5065 | 58.5097 | 61.7774 | 64.7032 | 66.4452 | 68.0613 | 68.7677 | 68.8548 | 68.0516 | 65.2032 | 59.9323 | 57.5935 | 56.0194 | 55.1 | 54.2032 | 53.5968 | 52.8484
Virginia - Richmond | Nov | K | Virginia - Richmond-Nov | 45.91 | 45.2467 | 44.61 | 44.3967 | 44.24 | 43.5667 | 43.5667 | 45.9067 | 48.9567 | 51.91 | 54.2933 | 56.0367 | 57.3667 | 58.03 | 57.9267 | 57.2733 | 54.44 | 51.6133 | 50.5133 | 48.9067 | 48.0467 | 47.1467 | 46.0233 | 45.7633
Virginia - Richmond | Dec | L | Virginia - Richmond-Dec | 37.7806 | 37.3968 | 37.0065 | 36.5903 | 36.2452 | 35.8677 | 35.5032 | 37.6258 | 39.7548 | 41.8645 | 43.7871 | 45.6613 | 47.5613 | 47.6258 | 47.671 | 47.7323 | 45.4774 | 43.2161 | 40.9742 | 40.3226 | 39.7032 | 39.0548 | 38.5 | 37.971
Virginia - Roanoke | Jan | A | Virginia - Roanoke-Jan | 30.8258 | 30.7548 | 30.7097 | 30.6452 | 30.6258 | 30.6194 | 30.6065 | 31.9065 | 33.229 | 34.5323 | 36.0903 | 37.6903 | 39.2484 | 39.5323 | 39.7774 | 40.0452 | 38.2516 | 36.4516 | 34.6903 | 33.4774 | 32.3677 | 31.2065 | 31.0065 | 30.8387
Virginia - Roanoke | Feb | B | Virginia - Roanoke-Feb | 31.875 | 31.1071 | 30.3714 | 29.5821 | 29.1357 | 28.7107 | 28.2571 | 30.6929 | 33.1071 | 35.5321 | 37.4464 | 39.3714 | 41.3 | 42.1857 | 43.1143 | 44.0036 | 42.0536 | 40.1429 | 38.1536 | 36.9607 | 35.725 | 34.5536 | 33.7571 | 33.0607
Virginia - Roanoke | Mar | C | Virginia - Roanoke-Mar | 44.0323 | 42.9452 | 42.1548 | 41.4742 | 40.8032 | 40.1742 | 39.171 | 42.5871 | 45.2968 | 48.5161 | 51.1677 | 53.5484 | 55.2613 | 57.171 | 58.2677 | 58.4484 | 57.7161 | 55.2903 | 52.6613 | 50.9 | 49.5774 | 48.3387 | 46.8194 | 45.6065
Virginia - Roanoke | Apr | D | Virginia - Roanoke-Apr | 52.18 | 51.0433 | 49.9033 | 48.7733 | 49.3833 | 50 | 50.59 | 53.41 | 56.2233 | 59.0433 | 61.0167 | 62.96 | 64.9433 | 65.35 | 65.81 | 66.2267 | 64.5233 | 62.78 | 61.05 | 59.33 | 57.6 | 55.8867 | 54.5933 | 53.2767
Virginia - Roanoke | May | E | Virginia - Roanoke-May | 58.6097 | 57.7742 | 56.8806 | 56.3903 | 55.2548 | 55.4806 | 58.6 | 62.4645 | 65.8355 | 67.9968 | 70.1032 | 71.7097 | 73.0871 | 74.129 | 74.3903 | 74.5548 | 73.6065 | 71.8387 | 69.5226 | 66.1484 | 64.7516 | 62.871 | 61.3871 | 60.0516
Virginia - Roanoke | Jun | F | Virginia - Roanoke-Jun | 64.0333 | 63.6833 | 62.99 | 61.9033 | 61.46 | 62.42 | 65.2333 | 68.46 | 71.0967 | 72.94 | 74.9433 | 76.6367 | 78.0267 | 78.96 | 79.0633 | 79.2767 | 78.5333 | 77.4433 | 74.9733 | 71.1167 | 69.08 | 68 | 66.31 | 65.2633
Virginia - Roanoke | Jul | G | Virginia - Roanoke-Jul | 71.4452 | 70.7742 | 67.8935 | 67.2226 | 68.0516 | 68.829 | 69.6871 | 72.6516 | 75.6581 | 78.6226 | 80.2677 | 81.9 | 83.5484 | 83.2935 | 83.0161 | 82.7484 | 81.3677 | 80.0194 | 78.6129 | 76.4258 | 74.2581 | 72.1 | 71.1 | 70.0935
Virginia - Roanoke | Aug | H | Virginia - Roanoke-Aug | 64.6871 | 63.9968 | 65.6226 | 64.9161 | 65.2839 | 65.6226 | 66.0194 | 69.2645 | 72.5387 | 75.8 | 77.3903 | 79.0226 | 80.6032 | 80.8806 | 81.1645 | 81.4452 | 79.229 | 76.9774 | 74.7194 | 72.8323 | 70.9742 | 69.1548 | 68.3032 | 67.5
Virginia - Roanoke | Sep | I | Virginia - Roanoke-Sep | 62.0833 | 61.41 | 61.17 | 61.12 | 60.58 | 60.2467 | 60.7733 | 63.8267 | 67.04 | 70.3033 | 73.0467 | 74.9767 | 75.85 | 77.15 | 76.65 | 76.4 | 75.3067 | 73.11 | 69.7 | 67.89 | 66.3333 | 64.95 | 63.9767 | 63.1767
Virginia - Roanoke | Oct | J | Virginia - Roanoke-Oct | 53.7677 | 53.4419 | 52.2774 | 52.0613 | 51.8903 | 51.3129 | 51.1032 | 54.0323 | 58.0097 | 61.229 | 63.7968 | 65.8419 | 67.1419 | 67.9903 | 68.3581 | 67.7065 | 65.3516 | 62.0419 | 59.8226 | 57.4452 | 56.5548 | 55.6548 | 54.6161 | 54.1161
Virginia - Roanoke | Nov | K | Virginia - Roanoke-Nov | 45.13 | 44.4533 | 43.8367 | 43.1533 | 42.9433 | 42.7767 | 42.5567 | 45.3167 | 48.09 | 50.8667 | 52.9467 | 54.9933 | 57.07 | 57.2167 | 57.3033 | 57.44 | 55.1533 | 52.8833 | 50.5767 | 49.5633 | 48.5867 | 47.53 | 46.7267 | 45.9567
Virginia - Roanoke | Dec | L | Virginia - Roanoke-Dec | 36.0194 | 35.1194 | 34.6097 | 34.0871 | 33.6806 | 33.2484 | 33.0871 | 33.5323 | 35.971 | 38.2 | 40.7097 | 42.2806 | 44.2903 | 45.671 | 46.5323 | 46.2548 | 43.2581 | 41.9194 | 40.5774 | 39.0419 | 38.1065 | 37.1548 | 36.5355 | 35.8032
Virginia - Sterling | Jan | A | Virginia - Sterling-Jan | 25.4226 | 24.9516 | 24.4839 | 24.029 | 23.7484 | 23.5129 | 23.2419 | 24.7968 | 26.3645 | 27.9323 | 29.4355 | 30.8742 | 32.3645 | 32.6774 | 32.9935 | 33.3 | 31.4194 | 29.5774 | 27.7484 | 27.4032 | 27.0581 | 26.7452 | 26.3548 | 26
Virginia - Sterling | Feb | B | Virginia - Sterling-Feb | 31.2393 | 30.4357 | 30.2714 | 29.7179 | 29.4036 | 29.275 | 28.8464 | 30.7143 | 33.4 | 36.0107 | 38.2714 | 40.175 | 41.3536 | 42.2571 | 42.6 | 41.7321 | 40.6393 | 38.2214 | 36.2821 | 34.8321 | 34.4786 | 33.3214 | 32.4036 | 31.5714
Virginia - Sterling | Mar | C | Virginia - Sterling-Mar | 40.3 | 39.8161 | 39.3323 | 38.829 | 38.5645 | 38.3097 | 38.0323 | 40.3323 | 42.6419 | 44.9484 | 47.0935 | 49.1935 | 51.3226 | 51.7774 | 52.2194 | 52.6742 | 50.6419 | 48.6258 | 46.5806 | 45.229 | 43.8968 | 42.5419 | 41.8 | 41.0452
Virginia - Sterling | Apr | D | Virginia - Sterling-Apr | 44.9667 | 43.9767 | 43.23 | 42.3267 | 41.54 | 41.72 | 44.3467 | 47.8233 | 50.77 | 53.5533 | 56.3533 | 58.3 | 59.83 | 61.0833 | 62.0833 | 61.74 | 61.1367 | 59.0467 | 55.4567 | 52.46 | 50.3667 | 48.1833 | 47.43 | 46.05
Virginia - Sterling | May | E | Virginia - Sterling-May | 57.5387 | 56.3839 | 55.429 | 54.6452 | 54.029 | 54.2871 | 58.0355 | 62.5613 | 66.271 | 68.8935 | 70.7742 | 72.5581 | 73.0548 | 74.6419 | 75.2258 | 74.2548 | 73.5613 | 71.8903 | 68.9806 | 65.3871 | 63.6032 | 61.5387 | 60.4323 | 59.4355
Virginia - Sterling | Jun | F | Virginia - Sterling-Jun | 63.6233 | 62.72 | 61.8033 | 61.27 | 60.3333 | 62.17 | 65.7067 | 69.4267 | 72.59 | 74.6967 | 76.3767 | 77.9967 | 78.45 | 79 | 79.6767 | 79.6233 | 77.73 | 76.8067 | 74.63 | 71.28 | 68.7733 | 67.1533 | 65.7067 | 64.6033
Virginia - Sterling | Jul | G | Virginia - Sterling-Jul | 71.7387 | 71.0226 | 68.2645 | 67.7387 | 67.4387 | 68.3613 | 71.6129 | 75.1419 | 78.1806 | 80.4613 | 82.2323 | 84.1032 | 85.1742 | 84.7387 | 84.5613 | 83.971 | 82.371 | 81.1452 | 78.7032 | 75.5645 | 73.7677 | 72.3452 | 71.2161 | 70.3032
Virginia - Sterling | Aug | H | Virginia - Sterling-Aug | 63.8871 | 63.1097 | 64.7935 | 64.6 | 63.929 | 63.8871 | 66.371 | 69.3097 | 72.8839 | 75.8258 | 78.1774 | 79.2419 | 80.4516 | 81.4581 | 80.7129 | 80.3065 | 79.1645 | 76.9419 | 73.2774 | 70.6806 | 69.1871 | 67.8581 | 67.0839 | 66.4774
Virginia - Sterling | Sep | I | Virginia - Sterling-Sep | 60.2533 | 59.62 | 59.2333 | 58.44 | 57.8833 | 57.7 | 58.99 | 63.1833 | 66.8867 | 70.3467 | 72.5133 | 73.94 | 75.1067 | 75.8 | 75.9567 | 75.1567 | 73.4433 | 70.7633 | 66.8367 | 64.7333 | 63.58 | 62.3767 | 61.5333 | 60.9067
Virginia - Sterling | Oct | J | Virginia - Sterling-Oct | 50.4677 | 49.7097 | 48.8419 | 48.5903 | 48.4355 | 48.1548 | 48.2484 | 52.7 | 57.1903 | 61.4226 | 64.1194 | 66.0258 | 67.2516 | 67.7452 | 68.0032 | 67.471 | 65.3484 | 61.3839 | 58.2677 | 56.4613 | 54.3516 | 53.1935 | 51.9484 | 50.3774
Virginia - Sterling | Nov | K | Virginia - Sterling-Nov | 40.7367 | 40.25 | 40.0833 | 39.7467 | 38.4 | 38.5933 | 38.7033 | 39.5067 | 41.8667 | 44.0967 | 46.0267 | 47.6 | 49.1867 | 49.9933 | 49.98 | 49.3233 | 46.9667 | 45.2833 | 44.0133 | 42.6767 | 42.1567 | 41.4567 | 41.2 | 40.6733
Virginia - Sterling | Dec | L | Virginia - Sterling-Dec | 31.129 | 30.8581 | 30.4871 | 30.5968 | 30.771 | 30.6355 | 30.7871 | 31.1032 | 33.7774 | 36.0355 | 38.1161 | 39.5065 | 40.3774 | 40.8065 | 40.6097 | 39.7548 | 37.4323 | 35.5129 | 34.8742 | 34.1129 | 33.0452 | 32.7419 | 32.6129 | 32.1935
Washington - Olymia | Jan | A | Washington - Olymia-Jan | 36.8806 | 36.7968 | 36.6871 | 36.5935 | 36.6613 | 36.7097 | 36.7677 | 37.2613 | 37.7194 | 38.2097 | 39.4161 | 40.6097 | 41.8097 | 41.9258 | 42.0516 | 42.1742 | 41.0871 | 40.0258 | 38.9097 | 38.571 | 38.271 | 37.9065 | 37.5645 | 37.1968
Washington - Olymia | Feb | B | Washington - Olymia-Feb | 38.0857 | 38.0179 | 37.975 | 37.9393 | 37.7429 | 37.5821 | 37.3857 | 38.7393 | 40.075 | 41.4286 | 43.3036 | 45.15 | 47.0036 | 47.2429 | 47.4607 | 47.6929 | 46.05 | 44.425 | 42.7393 | 41.9214 | 41.1679 | 40.3464 | 39.525 | 38.725
Washington - Olymia | Mar | C | Washington - Olymia-Mar | 38.8581 | 38.3742 | 37.9645 | 37.4645 | 37.6129 | 37.7774 | 37.9065 | 40.1419 | 42.4323 | 44.6742 | 46.4355 | 48.2516 | 50.029 | 50.5323 | 51.0581 | 51.5581 | 49.5548 | 47.5903 | 45.5355 | 43.8903 | 42.2903 | 40.7258 | 40.1839 | 39.6839
Washington - Olymia | Apr | D | Washington - Olymia-Apr | 40.7833 | 39.91 | 39.5433 | 39.2133 | 39.1067 | 39.4133 | 41.11 | 44.5167 | 47.3267 | 49.7267 | 51.0233 | 52.5367 | 53.55 | 53.7833 | 54.54 | 54.43 | 53.5933 | 52.1 | 49.4567 | 47.32 | 45.5667 | 43.8267 | 42.41 | 41.66
Washington - Olymia | May | E | Washington - Olymia-May | 45.9032 | 45.4129 | 45.1258 | 44.671 | 44.3484 | 45.9806 | 49.3548 | 52.7323 | 55.4161 | 57.1548 | 59.0516 | 60.7129 | 61.9065 | 62.6645 | 62.5065 | 62.6065 | 62.2258 | 60.7161 | 58.5097 | 55.0516 | 52.3935 | 50.1355 | 47.8032 | 47.3355
Washington - Olymia | Jun | F | Washington - Olymia-Jun | 52.0967 | 50.49 | 49.8567 | 49.3267 | 49.23 | 51.6033 | 55.9067 | 58.9933 | 61.8667 | 64.8967 | 67.01 | 68.2567 | 69.38 | 70.6967 | 71.3433 | 70.5333 | 69.6567 | 67.9667 | 65.9167 | 62.4933 | 58.7633 | 56.6267 | 54.0733 | 53.1167
Washington - Olymia | Jul | G | Washington - Olymia-Jul | 57.5774 | 56.6226 | 53.8516 | 52.9452 | 54.6548 | 56.3742 | 58.0968 | 60.8129 | 63.5194 | 66.2323 | 68.7581 | 71.3323 | 73.8645 | 74.9 | 75.9226 | 76.9613 | 75.1097 | 73.2935 | 71.3516 | 67.371 | 63.4 | 59.5 | 58.2774 | 57.1097
Washington - Olymia | Aug | H | Washington - Olymia-Aug | 53.3742 | 52.5226 | 53.7258 | 53.2806 | 52.8129 | 53.5419 | 56.6968 | 60.7387 | 64.4129 | 67.6387 | 70.5032 | 72.4613 | 74.871 | 76.5806 | 77.3161 | 77.2516 | 76.8032 | 75.0581 | 71.2258 | 66.7839 | 63.0419 | 59.6129 | 57.3677 | 56.1097
Washington - Olymia | Sep | I | Washington - Olymia-Sep | 51.14 | 50.6033 | 49.7133 | 49.6633 | 49.21 | 49.13 | 50.7533 | 54.2867 | 57.9233 | 60.6767 | 63.84 | 66.1433 | 68.1733 | 69.3467 | 69.5667 | 69.0067 | 67.54 | 64.9067 | 61.23 | 57.41 | 55.0767 | 53.7733 | 52.5967 | 51.79
Washington - Olymia | Oct | J | Washington - Olymia-Oct | 44.6355 | 44.4097 | 44.3968 | 44.4839 | 44.3355 | 44.5742 | 44.5742 | 46.629 | 48.8097 | 51.0935 | 53.0968 | 55.3226 | 57.6548 | 58.8581 | 58.5968 | 57.6839 | 55.8871 | 52.7581 | 50.3968 | 48.4419 | 47.1355 | 45.9194 | 44.9935 | 44.4774
Washington - Olymia | Nov | K | Washington - Olymia-Nov | 39.8767 | 39.9467 | 40 | 40.0533 | 40.0067 | 39.9867 | 39.9533 | 41.5133 | 43.1233 | 44.7 | 46.2133 | 47.68 | 49.1933 | 49.1267 | 49.04 | 48.97 | 47.1433 | 45.35 | 43.5233 | 42.6733 | 41.8467 | 41.0167 | 40.7267 | 40.4567
Washington - Olymia | Dec | L | Washington - Olymia-Dec | 39.129 | 39.2065 | 39.2548 | 39.3387 | 38.6742 | 38.0387 | 37.3839 | 37.6323 | 37.8774 | 38.1226 | 39.2871 | 40.4419 | 41.6097 | 41.4065 | 41.2387 | 41.0258 | 39.8065 | 38.6065 | 37.3871 | 37.3097 | 37.2129 | 37.1226 | 37.5387 | 37.9258
Washington - Quillayute | Jan | A | Washington - Quillayute-Jan | 37.5548 | 37.7065 | 37.9258 | 37.9161 | 37.5129 | 37.3871 | 37.2935 | 37.371 | 37.5548 | 39.2258 | 41.7742 | 43.4581 | 44.5452 | 44.8194 | 44.8323 | 44.0419 | 42.4484 | 40.7194 | 39.9129 | 39.5323 | 39.1903 | 38.8871 | 38.4419 | 38.1968
Washington - Quillayute | Feb | B | Washington - Quillayute-Feb | 39.85 | 39.6893 | 39.5857 | 39.4179 | 39.3821 | 39.325 | 39.3286 | 40.4107 | 41.4536 | 42.5321 | 44.0286 | 45.575 | 47.05 | 46.9536 | 46.8643 | 46.7357 | 45.2714 | 43.8893 | 42.4357 | 41.8036 | 41.175 | 40.5821 | 40.4179 | 40.2214
Washington - Quillayute | Mar | C | Washington - Quillayute-Mar | 40.2645 | 40.4419 | 39.8581 | 40.0129 | 39.9484 | 39.7581 | 39.5806 | 41.0355 | 43.6742 | 46.0774 | 48.0032 | 49.5903 | 50.371 | 50.8065 | 50.4516 | 49.8516 | 48.871 | 47.0903 | 45.4839 | 43.8097 | 42.0065 | 41.3548 | 40.8742 | 40.8129
Washington - Quillayute | Apr | D | Washington - Quillayute-Apr | 41.1067 | 40.62 | 40.12 | 39.61 | 40.0867 | 40.5067 | 40.9733 | 43.4167 | 45.8233 | 48.2567 | 49.3733 | 50.4533 | 51.57 | 51.4867 | 51.3833 | 51.2833 | 49.8033 | 48.3267 | 46.8233 | 45.44 | 44.19 | 42.8467 | 42.2767 | 41.7667
Washington - Quillayute | May | E | Washington - Quillayute-May | 44.7194 | 44.3903 | 44.1032 | 43.7645 | 45.0097 | 46.2677 | 47.5 | 50.2968 | 53.0774 | 55.8774 | 56.9097 | 57.9871 | 59.0097 | 58.5839 | 58.1387 | 57.7129 | 56.3097 | 54.9226 | 53.4387 | 51.4903 | 49.6065 | 47.7548 | 46.8065 | 45.9129
Washington - Quillayute | Jun | F | Washington - Quillayute-Jun | 49.3567 | 49.2033 | 49.0433 | 48.88 | 49.96 | 50.9767 | 52.0667 | 54.09 | 56.06 | 58.09 | 59.0167 | 59.9067 | 60.8333 | 60.77 | 60.7433 | 60.6767 | 59.4033 | 58.13 | 56.7967 | 55.2567 | 53.7267 | 52.22 | 51.1967 | 50.1867
Washington - Quillayute | Jul | G | Washington - Quillayute-Jul | 52.8839 | 52.5839 | 50.6226 | 50.3419 | 51.6484 | 52.9484 | 54.2968 | 56.8161 | 59.3419 | 61.8645 | 62.9032 | 63.9548 | 64.9839 | 65.0677 | 65.171 | 65.2581 | 63.6548 | 62.0484 | 60.429 | 58.2806 | 56.1581 | 54.0355 | 53.1065 | 52.1903
Washington - Quillayute | Aug | H | Washington - Quillayute-Aug | 52.4355 | 52.1839 | 53.7516 | 53.5452 | 53.5 | 53.8935 | 54.9839 | 56.8323 | 59.6452 | 62.1065 | 64.2 | 65.1258 | 65.1452 | 65.6097 | 65.7645 | 65.1613 | 64.3065 | 62.5871 | 60.2 | 57.9548 | 56.6484 | 55.7194 | 55.1226 | 54.4839
Washington - Quillayute | Sep | I | Washington - Quillayute-Sep | 51.5167 | 51.0933 | 50.66 | 50.2267 | 50.1733 | 50.1133 | 50.05 | 53.2567 | 56.41 | 59.6033 | 60.79 | 61.9833 | 63.17 | 63.09 | 63.0233 | 62.9233 | 60.8 | 58.6533 | 56.4933 | 55.23 | 54 | 52.7567 | 52.1833 | 51.64
Washington - Quillayute | Oct | J | Washington - Quillayute-Oct | 44.4419 | 44.2387 | 44.0226 | 43.8258 | 43.6742 | 43.5613 | 43.4161 | 46.4258 | 49.4452 | 52.4645 | 54.1548 | 55.8742 | 57.5774 | 57.1323 | 56.7258 | 56.2839 | 53.9226 | 51.5677 | 49.1968 | 48.3032 | 47.3935 | 46.5065 | 45.8226 | 45.1355
Washington - Quillayute | Nov | K | Washington - Quillayute-Nov | 43.2233 | 42.9733 | 42.4933 | 42.0067 | 41.93 | 41.74 | 41.3467 | 41.4933 | 43.3633 | 45.93 | 47.8633 | 49.5667 | 49.8567 | 50.2667 | 49.9267 | 49.06 | 46.7733 | 45.4667 | 45.1033 | 44.79 | 44.51 | 44.17 | 43.95 | 43.7967
Washington - Quillayute | Dec | L | Washington - Quillayute-Dec | 39.0548 | 38.6419 | 38.2613 | 37.8645 | 38.0065 | 38.1258 | 38.2806 | 39.1065 | 39.9097 | 40.7452 | 42.0516 | 43.3258 | 44.6516 | 44.4871 | 44.3194 | 44.1484 | 42.9613 | 41.7774 | 40.5903 | 40.1032 | 39.6129 | 39.1226 | 38.9097 | 38.6839
Washington - Seattle | Jan | A | Washington - Seattle-Jan | 38.5 | 38.0097 | 37.7806 | 37.8161 | 37.7677 | 37.5581 | 37.9484 | 38.0774 | 39.1032 | 40.3097 | 41.4581 | 42.6968 | 43.6419 | 43.8452 | 43.7742 | 43.4032 | 41.8032 | 41 | 40.6323 | 40.2032 | 39.4839 | 39.4355 | 39.1742 | 38.3355
Washington - Seattle | Feb | B | Washington - Seattle-Feb | 42.0571 | 41.8143 | 41.7464 | 41.3714 | 41.3607 | 40.9143 | 40.6714 | 40.8929 | 42.3571 | 43.7857 | 45.2143 | 46.6786 | 47.5143 | 48.4464 | 48.0357 | 47.75 | 47.1036 | 45.9357 | 45.1 | 44.4321 | 43.6714 | 43.2714 | 42.6464 | 42.5536
Washington - Seattle | Mar | C | Washington - Seattle-Mar | 41.9419 | 41.2839 | 40.8968 | 40.5613 | 39.9516 | 39.8226 | 39.8935 | 41.0871 | 43.4871 | 45.2677 | 47.2065 | 48.3774 | 49.6065 | 50.3226 | 50.6516 | 49.7677 | 49.0516 | 47.7129 | 46.1161 | 45.4032 | 44.529 | 43.7258 | 43.1097 | 42.8
Washington - Seattle | Apr | D | Washington - Seattle-Apr | 45.5567 | 45.02 | 44.4067 | 44.2467 | 44.1033 | 43.9633 | 45.0067 | 46.5233 | 48.4933 | 50.0733 | 51.6067 | 53.32 | 54.4367 | 55.33 | 54.83 | 54.6033 | 53.8067 | 52.7867 | 50.81 | 49.5567 | 48.6333 | 47.96 | 47 | 46.3533
Washington - Seattle | May | E | Washington - Seattle-May | 50.171 | 49.429 | 49.2323 | 48.8613 | 48.4419 | 49.4871 | 50.8 | 52.7806 | 54.7581 | 57.0387 | 59.1774 | 60.4065 | 61.7355 | 62.5161 | 62.7323 | 62.5774 | 61.7806 | 60.5774 | 58.3419 | 55.8355 | 54.2871 | 53.5516 | 52.329 | 51.2065
Washington - Seattle | Jun | F | Washington - Seattle-Jun | 54.5467 | 53.6533 | 53.11 | 52.5167 | 51.9633 | 53.2767 | 54.9833 | 56.8267 | 58.6833 | 60.3867 | 62.0467 | 64.06 | 65.43 | 66.79 | 66.97 | 66.85 | 65.7633 | 64.8233 | 62.9 | 60.4067 | 58.44 | 57.4133 | 56.4333 | 55.66
Washington - Seattle | Jul | G | Washington - Seattle-Jul | 60.1839 | 59.2 | 57.0548 | 56.3613 | 55.7548 | 56.6839 | 58.6323 | 60.429 | 62.3323 | 64.3452 | 66.9387 | 68.7065 | 70.4871 | 71.8484 | 72.4226 | 72.6258 | 71.9742 | 70.3742 | 68.3097 | 65.1548 | 63.4452 | 61.5161 | 60.4194 | 59.4419
Washington - Seattle | Aug | H | Washington - Seattle-Aug | 57.7645 | 56.6806 | 57.9968 | 57.3871 | 56.9935 | 57.5548 | 58.971 | 60.9419 | 62.7774 | 64.4516 | 67.1839 | 69.0258 | 70.9516 | 72.1065 | 72.7129 | 72.8935 | 71.9871 | 70.329 | 68.0871 | 65.5065 | 63.5903 | 62.3387 | 61.229 | 60.1355
Washington - Seattle | Sep | I | Washington - Seattle-Sep | 54.7 | 54.3733 | 53.38 | 52.65 | 52.3333 | 52.35 | 53.8833 | 56.09 | 58.4233 | 61.0467 | 63.6 | 65.9033 | 67.6633 | 68.6033 | 69.45 | 69.1267 | 67.5233 | 64.3533 | 60.8533 | 59.5367 | 58.5533 | 57.3433 | 56.06 | 55.0733
Washington - Seattle | Oct | J | Washington - Seattle-Oct | 50.3226 | 49.7194 | 49.1871 | 49.1548 | 48.8161 | 48.8129 | 48.9129 | 49.6742 | 51.229 | 52.4065 | 54.429 | 56.3645 | 57.6323 | 58.2097 | 58.5355 | 57.9774 | 56.4258 | 54.0323 | 52.9871 | 52.2452 | 52.1161 | 51.6 | 50.6871 | 50.4323
Washington - Seattle | Nov | K | Washington - Seattle-Nov | 43.7933 | 43.1167 | 43.18 | 43.0733 | 43.0967 | 42.8233 | 42.7267 | 42.9733 | 44.3467 | 45.6167 | 46.7033 | 47.7233 | 48.03 | 47.9067 | 48 | 47.3433 | 46.05 | 45.4733 | 45.1067 | 44.3033 | 44.3567 | 44.0033 | 43.4467 | 43.5967
Washington - Seattle | Dec | L | Washington - Seattle-Dec | 40.0258 | 39.371 | 39.2903 | 38.7903 | 38.6 | 38.6871 | 38.4355 | 38.2548 | 38.6484 | 39.6839 | 41.1645 | 42.3645 | 43.2226 | 43.6065 | 43.4677 | 42.8839 | 42.3516 | 41.8613 | 41.6323 | 41.2194 | 40.6645 | 40.5581 | 40.6387 | 40.4516
Washington - Spokane | Jan | A | Washington - Spokane-Jan | 25.7258 | 25.4 | 25.2387 | 25.0323 | 24.8194 | 24.8742 | 25.0355 | 24.9323 | 25.4065 | 26.3194 | 27.2645 | 28.1968 | 28.929 | 29.5774 | 29.5129 | 29.1645 | 28.8065 | 28.8161 | 28.6484 | 27.9903 | 27.0903 | 26.7 | 26.5871 | 26.5129
Washington - Spokane | Feb | B | Washington - Spokane-Feb | 31.0964 | 30.7107 | 30.375 | 29.9714 | 29.7536 | 29.5857 | 29.3643 | 30.7071 | 32.0321 | 33.3857 | 34.7107 | 36.0179 | 37.3536 | 37.7143 | 38.0321 | 38.4179 | 36.7393 | 35 | 33.3929 | 32.7821 | 32.0964 | 31.4321 | 31.1393 | 30.9143
Washington - Spokane | Mar | C | Washington - Spokane-Mar | 35.7484 | 34.9484 | 34.3387 | 34.0129 | 33.5645 | 33.3613 | 33.6065 | 35.9968 | 38.5387 | 41.2194 | 43.9065 | 45.5677 | 46.929 | 47.3613 | 47.6484 | 47.6 | 46.3032 | 43.2645 | 41.1161 | 39.4677 | 38.3613 | 37.6161 | 36.9839 | 36.3065
Washington - Spokane | Apr | D | Washington - Spokane-Apr | 39.2767 | 38.4467 | 37.9367 | 36.9067 | 36.47 | 36.8667 | 39.4867 | 42.45 | 45.51 | 48.1733 | 50.1267 | 51.1833 | 52.3567 | 53.0167 | 53.4567 | 52.9567 | 51.9567 | 50.23 | 47.3067 | 45.7067 | 44.2333 | 42.96 | 41.3267 | 40.2733
Washington - Spokane | May | E | Washington - Spokane-May | 45.9226 | 45.0806 | 44.2774 | 43.4194 | 44.9677 | 46.5161 | 48.0968 | 50.8645 | 53.6065 | 56.3774 | 58.0226 | 59.7065 | 61.3516 | 61.6129 | 61.8032 | 62.0548 | 60.4871 | 58.9097 | 57.3194 | 54.7129 | 52.1129 | 49.5355 | 48.471 | 47.4839
Washington - Spokane | Jun | F | Washington - Spokane-Jun | 53.01 | 52.26 | 51.52 | 50.7867 | 52.5067 | 54.28 | 56.0467 | 59.34 | 62.6567 | 65.9467 | 67.4833 | 69.0267 | 70.5367 | 70.6067 | 70.7033 | 70.7733 | 69.2467 | 67.7267 | 66.14 | 63.2 | 60.28 | 57.41 | 55.94 | 54.4233
Washington - Spokane | Jul | G | Washington - Spokane-Jul | 64.229 | 62.7645 | 59.5935 | 58.1742 | 60.0742 | 61.8935 | 63.7774 | 67.2032 | 70.5935 | 73.9968 | 76.4 | 78.7839 | 81.1677 | 81.9 | 82.571 | 83.3032 | 81.8806 | 80.4226 | 78.8839 | 75.2355 | 71.629 | 68.0452 | 66.1677 | 64.3452
Washington - Spokane | Aug | H | Washington - Spokane-Aug | 56.7452 | 55.3645 | 55.4097 | 54.5355 | 54.1677 | 55.8645 | 58.9419 | 62.7516 | 66.4387 | 70.0548 | 73.2548 | 75.4871 | 77.4839 | 78.3903 | 78.5387 | 78.3258 | 77.6387 | 75.8355 | 71.9129 | 68.0194 | 65.4484 | 63.5935 | 62.0194 | 59.8774
Washington - Spokane | Sep | I | Washington - Spokane-Sep | 51.34 | 50.7033 | 50.12 | 48.9533 | 48.3867 | 48.93 | 51.2233 | 54.53 | 57.93 | 61.44 | 64.79 | 67.36 | 69.2833 | 70.38 | 71.1633 | 70.8 | 69.6467 | 66.31 | 62.46 | 59.4667 | 56.95 | 55.1167 | 53.6233 | 52.0767
Washington - Spokane | Oct | J | Washington - Spokane-Oct | 41.5774 | 40.8129 | 39.9774 | 39.4387 | 38.9516 | 37.9935 | 39.0613 | 42.7548 | 45.9226 | 49.2355 | 52.0677 | 54.6581 | 55.7806 | 56.2871 | 55.9387 | 55.2258 | 52.2935 | 49.9258 | 47.9968 | 46.371 | 45.0323 | 43.9355 | 42.229 | 41.3645
Washington - Spokane | Nov | K | Washington - Spokane-Nov | 33.33 | 33.1333 | 32.91 | 32.8867 | 32.7533 | 32.4233 | 32.31 | 33.0333 | 34.5333 | 36.0333 | 37.3567 | 38.0833 | 39.0533 | 39.5467 | 39.1367 | 38.2033 | 36.6667 | 35.9133 | 35.2533 | 34.85 | 34.23 | 34.1 | 33.5433 | 33.4967
Washington - Spokane | Dec | L | Washington - Spokane-Dec | 28.8452 | 29.0194 | 28.6806 | 28.529 | 29.0452 | 28.8355 | 28.6581 | 28.6548 | 29.4613 | 30.4258 | 31.3323 | 32.4516 | 33.029 | 33.2452 | 33.1742 | 32.1742 | 31.1355 | 30.5226 | 30.3 | 30.1968 | 29.9806 | 28.9484 | 28.7355 | 28.2419
Washington - Yakima | Jan | A | Washington - Yakima-Jan | 25.1419 | 24.5968 | 24.029 | 23.4871 | 23.471 | 23.4839 | 23.471 | 25.0323 | 26.5484 | 28.0871 | 29.6194 | 31.1516 | 32.6839 | 32.7613 | 32.8258 | 32.9065 | 30.9871 | 29.0226 | 27.0935 | 26.6903 | 26.3065 | 25.9032 | 25.5194 | 25.2194
Washington - Yakima | Feb | B | Washington - Yakima-Feb | 31.9821 | 31.7857 | 31.6286 | 31.4821 | 31.3036 | 31.125 | 30.9786 | 33.3536 | 35.7536 | 38.1357 | 40.2286 | 42.2607 | 44.35 | 44.7143 | 45.0429 | 45.3857 | 42.975 | 40.5679 | 38.1643 | 37.15 | 36.175 | 35.1857 | 34.275 | 33.4
Washington - Yakima | Mar | C | Washington - Yakima-Mar | 33.8806 | 33.6839 | 33.4774 | 33.2903 | 33.1129 | 32.9226 | 32.7613 | 36.6548 | 40.5613 | 44.4742 | 46.4097 | 48.371 | 50.3226 | 50.2645 | 50.2032 | 50.1548 | 47.7581 | 45.3968 | 42.9903 | 41.0839 | 39.1839 | 37.3065 | 36.1677 | 35.0742
Washington - Yakima | Apr | D | Washington - Yakima-Apr | 42.5367 | 41.3033 | 40.0433 | 38.7867 | 40.4767 | 42.21 | 43.8967 | 47.2833 | 50.6233 | 54.02 | 55.7133 | 57.43 | 59.1233 | 59.25 | 59.3367 | 59.4567 | 57.4433 | 55.4367 | 53.3633 | 51.1733 | 49.03 | 46.8667 | 45.4633 | 44.0367
Washington - Yakima | May | E | Washington - Yakima-May | 49.6355 | 48.329 | 47.0387 | 45.6935 | 48.429 | 51.1935 | 53.9484 | 56.9645 | 60 | 63.0161 | 64.9839 | 66.9613 | 68.9323 | 69.3677 | 69.7935 | 70.2355 | 68.2355 | 66.2387 | 64.1903 | 60.9968 | 57.8226 | 54.6452 | 53.1903 | 51.7258
Washington - Yakima | Jun | F | Washington - Yakima-Jun | 57.18 | 55.6433 | 54.1167 | 52.6 | 55.6167 | 58.6 | 61.6167 | 64.4567 | 67.3 | 70.14 | 71.7767 | 73.4267 | 75.0633 | 75.31 | 75.5667 | 75.81 | 74.0233 | 72.2933 | 70.4267 | 67.39 | 64.3933 | 61.4633 | 59.8933 | 58.3567
Washington - Yakima | Jul | G | Washington - Yakima-Jul | 64.0742 | 61.9839 | 57.7742 | 55.7097 | 58.9613 | 62.2742 | 65.6 | 69.429 | 73.2839 | 77.1097 | 79.2774 | 81.471 | 83.629 | 84.5194 | 85.3935 | 86.2871 | 83.6677 | 81.1097 | 78.4548 | 74.8968 | 71.3903 | 67.8968 | 66.0323 | 64.2032
Washington - Yakima | Aug | H | Washington - Yakima-Aug | 55.5194 | 53.9452 | 54.4677 | 52.7935 | 55.0871 | 57.4419 | 59.7935 | 64.5548 | 69.2968 | 74.0452 | 76.2161 | 78.3645 | 80.5484 | 80.5806 | 80.629 | 80.6871 | 77.7129 | 74.7516 | 71.7258 | 68.5355 | 65.3839 | 62.2258 | 60.5065 | 58.8097
Washington - Yakima | Sep | I | Washington - Yakima-Sep | 48.6667 | 47.33 | 45.8 | 44.7667 | 44.2067 | 43.9533 | 48.9033 | 56.53 | 61.72 | 66.2767 | 70.1467 | 72.9567 | 74.8733 | 76.2233 | 76.3433 | 75.5833 | 73.57 | 68.1833 | 61.33 | 58.11 | 55.9667 | 54.2933 | 51.7767 | 50.31
Washington - Yakima | Oct | J | Washington - Yakima-Oct | 40.4839 | 39.5032 | 39.0484 | 38.7226 | 38.171 | 37.5677 | 38.6645 | 44.2871 | 50.6839 | 54.8903 | 58.4742 | 61.2323 | 62.8742 | 64.2258 | 64.4484 | 63.3387 | 59.2903 | 52.471 | 47.9194 | 46.3968 | 44.7774 | 43.7806 | 42.3742 | 41.5129
Washington - Yakima | Nov | K | Washington - Yakima-Nov | 35.18 | 35.1333 | 34.67 | 34.54 | 34.6067 | 34.2167 | 33.9267 | 34.16 | 37.3933 | 40.72 | 43.2933 | 45.1867 | 46.2367 | 46.9933 | 46.5133 | 45.3367 | 42.8367 | 41.65 | 40.2067 | 38.2933 | 37.74 | 37.0867 | 36.2933 | 36.1367
Washington - Yakima | Dec | L | Washington - Yakima-Dec | 28.4742 | 28.1387 | 27.8032 | 27.471 | 27.3 | 27.1903 | 27.0258 | 28.3581 | 29.6774 | 31.0258 | 33.2548 | 35.5 | 37.7419 | 37.2968 | 36.8581 | 36.4 | 34.2742 | 32.2065 | 30.1097 | 29.6097 | 29.1581 | 28.6516 | 28.3323 | 28.029
West Virginia - Charleston | Jan | A | West Virginia - Charleston-Jan | 30.0903 | 29.6032 | 29.1 | 28.6258 | 28.2 | 27.7968 | 27.3839 | 27.9645 | 28.5548 | 29.129 | 31.2161 | 33.3032 | 35.3871 | 36.0065 | 36.671 | 37.2903 | 36.2935 | 35.3258 | 34.3097 | 33.4355 | 32.6032 | 31.7742 | 31.1968 | 30.6355
West Virginia - Charleston | Feb | B | West Virginia - Charleston-Feb | 35.1143 | 34.6071 | 34.0893 | 33.5893 | 33.2179 | 32.8429 | 32.475 | 33.5321 | 34.5857 | 35.6429 | 37.5679 | 39.4429 | 41.3536 | 42.4286 | 43.475 | 44.5607 | 43.5679 | 42.5536 | 41.5 | 40.0464 | 38.6786 | 37.2929 | 36.4857 | 35.7143
West Virginia - Charleston | Mar | C | West Virginia - Charleston-Mar | 45.7645 | 45.0968 | 44.3677 | 43.4161 | 42.429 | 41.9806 | 41.4161 | 43.0065 | 45.1452 | 48.1065 | 51.0484 | 53.7 | 55.6258 | 56.7742 | 57.371 | 57.4226 | 56.9097 | 56.2419 | 54.3677 | 52.371 | 50.2806 | 48.9323 | 47.7226 | 46.7774
West Virginia - Charleston | Apr | D | West Virginia - Charleston-Apr | 50.6833 | 49.75 | 48.82 | 47.91 | 48.07 | 48.2033 | 48.3633 | 52.1633 | 55.98 | 59.7967 | 61.78 | 63.8067 | 65.8067 | 66.3967 | 67.0367 | 67.6267 | 66.3933 | 65.2067 | 63.83 | 61.0733 | 58.4 | 55.7533 | 54.09 | 52.4233
West Virginia - Charleston | May | E | West Virginia - Charleston-May | 56.3194 | 55.0129 | 53.5387 | 52.2032 | 51.3161 | 50.8903 | 52.4742 | 56.1839 | 59.7742 | 63.2742 | 65.6839 | 67.5387 | 69.029 | 70.129 | 71.2065 | 71.2935 | 70.7065 | 69.5645 | 67.8613 | 65.6742 | 62.9774 | 60.4032 | 59.5548 | 58.1677
West Virginia - Charleston | Jun | F | West Virginia - Charleston-Jun | 64.8833 | 64.0767 | 63.5733 | 62.7867 | 62.1033 | 61.9867 | 63.97 | 67.0267 | 70.4333 | 73.3933 | 75.5833 | 77.5733 | 78.27 | 79.0233 | 79.1167 | 78.1667 | 77.9767 | 77.1033 | 75.1167 | 72.12 | 69.8767 | 68.25 | 66.5 | 65.56
West Virginia - Charleston | Jul | G | West Virginia - Charleston-Jul | 70.6161 | 69.8484 | 67.0484 | 66.2871 | 66.5581 | 66.8032 | 67.0871 | 69.8516 | 72.5968 | 75.3516 | 77.0484 | 78.7516 | 80.4548 | 80.5452 | 80.5645 | 80.6677 | 79.6323 | 78.5903 | 77.5258 | 75.4258 | 73.3774 | 71.3097 | 70.3387 | 69.4065
West Virginia - Charleston | Aug | H | West Virginia - Charleston-Aug | 64.671 | 64.1484 | 65.7452 | 65.371 | 64.929 | 64.6355 | 65.0935 | 67.1806 | 70.171 | 73.8452 | 76.4484 | 78.8097 | 80.7161 | 81.3 | 82.1226 | 81.8484 | 80.9 | 78.9968 | 76.2258 | 73.7903 | 71.4323 | 69.8903 | 68.8613 | 67.8774
West Virginia - Charleston | Sep | I | West Virginia - Charleston-Sep | 60.81 | 59.88 | 59.26 | 58.65 | 58.4967 | 58.2533 | 58.33 | 60.12 | 63.7467 | 67.26 | 70.54 | 72.7833 | 74.3967 | 75.5967 | 75.8433 | 75.1067 | 74.0933 | 71.8933 | 68.7433 | 66.4967 | 64.64 | 63.35 | 62.2733 | 61.4667
West Virginia - Charleston | Oct | J | West Virginia - Charleston-Oct | 48.9774 | 48.3677 | 47.3645 | 46.7484 | 46.5419 | 45.9516 | 45.5129 | 47.7806 | 50.7806 | 54.9258 | 58.8484 | 61.1258 | 62.9968 | 64.3935 | 64.7258 | 64.3677 | 62.7194 | 60.0871 | 57.4097 | 54.6548 | 53.0484 | 51.4452 | 49.9806 | 49.2355
West Virginia - Charleston | Nov | K | West Virginia - Charleston-Nov | 43.0633 | 42.2467 | 41.4367 | 40.6233 | 40.2267 | 39.86 | 39.4433 | 41.6033 | 43.7433 | 45.91 | 48.4367 | 50.97 | 53.5 | 53.6367 | 53.7633 | 53.91 | 52.4133 | 50.9333 | 49.4467 | 48.1167 | 46.8533 | 45.53 | 44.4533 | 43.4067
West Virginia - Charleston | Dec | L | West Virginia - Charleston-Dec | 33.371 | 32.8903 | 32.471 | 31.9742 | 31.6032 | 31.2677 | 30.9258 | 31.6613 | 32.3903 | 33.1161 | 35.0032 | 36.9 | 38.7871 | 39.2806 | 39.7484 | 40.229 | 39.2 | 38.2 | 37.1581 | 36.3581 | 35.5774 | 34.771 | 34.4032 | 34.071
West Virginia - Elkins | Jan | A | West Virginia - Elkins-Jan | 25.1194 | 24.6161 | 24.1548 | 23.6419 | 23.2548 | 22.9065 | 22.5097 | 23.4903 | 24.429 | 25.4 | 27.3097 | 29.2097 | 31.1355 | 31.6323 | 32.1645 | 32.6548 | 31.4129 | 30.1871 | 28.9419 | 28.4129 | 27.8774 | 27.3484 | 26.6032 | 25.8871
West Virginia - Elkins | Feb | B | West Virginia - Elkins-Feb | 26.8857 | 26.375 | 25.8786 | 25.3643 | 25.125 | 24.9071 | 24.6786 | 26.0964 | 27.5679 | 29 | 31.1786 | 33.325 | 35.5214 | 36.0429 | 36.6286 | 37.1571 | 35.2929 | 33.4571 | 31.5179 | 30.3036 | 29.1179 | 27.95 | 27.4179 | 26.8929
West Virginia - Elkins | Mar | C | West Virginia - Elkins-Mar | 36.3387 | 35.8645 | 35.0677 | 34.5548 | 34.0742 | 33.1516 | 33.5935 | 35.6516 | 38.7484 | 41.1516 | 43.2258 | 44.3516 | 45.4935 | 46.8871 | 46.9968 | 46.4323 | 45.929 | 44.2258 | 41.8065 | 39.5645 | 38.3065 | 37.5387 | 37.3581 | 36.9839
West Virginia - Elkins | Apr | D | West Virginia - Elkins-Apr | 41.6767 | 41.2433 | 40.8033 | 40.3367 | 40.89 | 41.4067 | 41.9567 | 45.1267 | 48.28 | 51.45 | 53.2167 | 54.9333 | 56.6833 | 57.11 | 57.52 | 57.95 | 56.2467 | 54.5667 | 52.7733 | 50.06 | 47.41 | 44.7767 | 43.93 | 43.12
West Virginia - Elkins | May | E | West Virginia - Elkins-May | 48.9516 | 48.129 | 47.3226 | 46.5032 | 47.6161 | 48.7677 | 49.8839 | 53.6032 | 57.3161 | 61.0161 | 62.6548 | 64.271 | 65.9161 | 66.1806 | 66.4355 | 66.7161 | 65.2871 | 63.8 | 62.2903 | 59.3097 | 56.329 | 53.3774 | 51.9742 | 50.6323
West Virginia - Elkins | Jun | F | West Virginia - Elkins-Jun | 56.8333 | 56.2733 | 55.7767 | 55.19 | 55.8567 | 56.4733 | 57.1467 | 61.1333 | 65.1267 | 69.12 | 70.7733 | 72.4533 | 74.12 | 74.1267 | 74.0867 | 74.1 | 72.27 | 70.4233 | 68.4767 | 65.6167 | 62.7967 | 60.0267 | 59 | 57.97
West Virginia - Elkins | Jul | G | West Virginia - Elkins-Jul | 63.6871 | 63.3355 | 61.5323 | 61.1871 | 61.3097 | 61.5097 | 63.1806 | 64.9806 | 67.6452 | 70.7097 | 72.7871 | 74.3677 | 75.7452 | 75.4226 | 76.3226 | 75.7935 | 74.9452 | 73.8032 | 71.0806 | 68.3581 | 65.6516 | 64.2677 | 63.3323 | 62.6
West Virginia - Elkins | Aug | H | West Virginia - Elkins-Aug | 59.0194 | 58.7968 | 60.8452 | 61.071 | 60.9419 | 61.5871 | 62.6677 | 64.6355 | 67.6677 | 71.0968 | 73.9645 | 75.8452 | 77.1032 | 77.8161 | 78.0903 | 77.2161 | 75.2968 | 73.7742 | 70.5935 | 66.3839 | 64.729 | 63.5774 | 62.5032 | 61.5742
West Virginia - Elkins | Sep | I | West Virginia - Elkins-Sep | 53.9233 | 53.1433 | 52.9467 | 52.9033 | 52.7633 | 52.8533 | 53.21 | 55.1667 | 58.64 | 62.7567 | 67.2433 | 69.4 | 70.6533 | 71.6133 | 71.8233 | 71.5133 | 69.9533 | 66.3267 | 60.7867 | 58.3467 | 57.3333 | 56.41 | 55.55 | 54.82
West Virginia - Elkins | Oct | J | West Virginia - Elkins-Oct | 41.9129 | 41.5323 | 41.1419 | 40.7581 | 40.4806 | 40.2613 | 39.9806 | 43.6774 | 47.3387 | 51.0419 | 53.5355 | 55.9871 | 58.4742 | 58.4323 | 58.3839 | 58.3323 | 55.1097 | 51.9097 | 48.6355 | 46.7032 | 44.8161 | 42.9387 | 42.4065 | 41.8903
West Virginia - Elkins | Nov | K | West Virginia - Elkins-Nov | 37.5467 | 37.3667 | 37.16 | 36.9833 | 36.7467 | 36.5467 | 36.3033 | 38.4233 | 40.61 | 42.7233 | 44.9233 | 47.1467 | 49.3467 | 49.07 | 48.86 | 48.61 | 46.3933 | 44.2 | 42.04 | 40.8667 | 39.7267 | 38.56 | 38.1433 | 37.74
West Virginia - Elkins | Dec | L | West Virginia - Elkins-Dec | 28.2065 | 27.8097 | 27.4774 | 28.0484 | 28.1484 | 28.1387 | 28.1645 | 28.0032 | 29.2194 | 30.9935 | 33.1 | 34.8258 | 36.4903 | 37.8097 | 38.1968 | 37.8387 | 35.429 | 32.7645 | 31.2774 | 30.3032 | 29.5742 | 29.1452 | 28.8129 | 28.1839
West Virginia - Huntington | Jan | A | West Virginia - Huntington-Jan | 32.2548 | 31.9935 | 31.7774 | 31.5065 | 31.071 | 30.6 | 30.1613 | 30.6613 | 31.171 | 31.6645 | 33.5387 | 35.4355 | 37.3032 | 37.9452 | 38.6 | 39.2419 | 38.1065 | 36.9677 | 35.8032 | 34.871 | 33.9097 | 33.0065 | 32.4613 | 31.8871
West Virginia - Huntington | Feb | B | West Virginia - Huntington-Feb | 34.3643 | 33.9857 | 33.3607 | 32.9643 | 32.4429 | 31.9893 | 32.3429 | 32.6607 | 33.7607 | 35.7107 | 38.1107 | 39.925 | 41.3714 | 42.6321 | 43.5786 | 43.9536 | 43.3929 | 42.0786 | 40.6964 | 39.5036 | 38.2071 | 37.1464 | 36.275 | 35.8
West Virginia - Huntington | Mar | C | West Virginia - Huntington-Mar | 42.6129 | 42.071 | 41.2258 | 40.4355 | 39.7161 | 38.9645 | 38.5968 | 39.4903 | 41.9452 | 44.9161 | 47.6742 | 49.9935 | 51.0258 | 52.2581 | 52.6226 | 53.1419 | 53.2 | 51.9613 | 50.0935 | 48.3258 | 47.3613 | 46.0871 | 44.9226 | 43.7355
West Virginia - Huntington | Apr | D | West Virginia - Huntington-Apr | 52.9433 | 51.6667 | 51.04 | 50.0767 | 49.5 | 48.4833 | 48.94 | 50.7733 | 53.2733 | 55.95 | 58.6 | 60.9167 | 63.2033 | 64.64 | 65.2933 | 64.99 | 64.3733 | 63.1267 | 61.38 | 59.62 | 58.21 | 56.8033 | 55.5767 | 54.72
West Virginia - Huntington | May | E | West Virginia - Huntington-May | 59.0161 | 57.9742 | 56.9129 | 56.1452 | 55.6935 | 55.6419 | 57.2452 | 59.8323 | 63.2581 | 66.3871 | 69.1645 | 70.9613 | 72.2871 | 73.2129 | 73.7677 | 73.4226 | 71.871 | 70.3226 | 68.8677 | 66.571 | 64.6484 | 62.8097 | 60.9419 | 59.8161
West Virginia - Huntington | Jun | F | West Virginia - Huntington-Jun | 66.0333 | 65.36 | 64.57 | 64.0233 | 63.2 | 63.24 | 65.2933 | 68.3567 | 71.6767 | 74.3467 | 76.4033 | 77.5233 | 78.5667 | 79.9533 | 80.8033 | 81.1133 | 80.68 | 79.66 | 77.75 | 74.6767 | 71.9333 | 70.1967 | 68.8767 | 67.5
West Virginia - Huntington | Jul | G | West Virginia - Huntington-Jul | 70.5161 | 69.8161 | 67.2548 | 66.7968 | 66.0258 | 65.7258 | 67.0613 | 69.6323 | 72.9548 | 76.3548 | 79.3903 | 81.2548 | 82.7097 | 83.6968 | 83.9161 | 83.7258 | 83.2097 | 81.8226 | 79.3355 | 76.8548 | 74.0677 | 71.8097 | 70.4 | 69.0452
West Virginia - Huntington | Aug | H | West Virginia - Huntington-Aug | 64.1613 | 63.5581 | 65.1387 | 64.5774 | 64.8 | 64.9903 | 65.2161 | 68.3484 | 71.4774 | 74.6032 | 76.4871 | 78.3548 | 80.2419 | 80.3774 | 80.5097 | 80.6226 | 79.0774 | 77.5161 | 75.9581 | 73.8258 | 71.6968 | 69.5871 | 68.4968 | 67.3774
West Virginia - Huntington | Sep | I | West Virginia - Huntington-Sep | 61.49 | 60.73 | 59.76 | 59.18 | 58.5867 | 58.0867 | 58.1333 | 60.74 | 63.8667 | 67.4 | 70.4533 | 72.6367 | 74.5233 | 75.5233 | 75.7533 | 75.2433 | 74.53 | 72.4367 | 69.5133 | 66.6967 | 65.1233 | 63.8733 | 62.7833 | 61.9333
West Virginia - Huntington | Oct | J | West Virginia - Huntington-Oct | 50.1 | 49.4129 | 48.7065 | 47.9903 | 47.1645 | 46.4 | 45.5645 | 48.5774 | 51.5774 | 54.5935 | 57.4677 | 60.3129 | 63.2032 | 63.6032 | 63.9484 | 64.3645 | 62.3677 | 60.4 | 58.3903 | 56.5548 | 54.729 | 52.9 | 51.8645 | 50.8581
West Virginia - Huntington | Nov | K | West Virginia - Huntington-Nov | 45.11 | 44.1367 | 43.1567 | 42.1567 | 41.56 | 40.95 | 40.3333 | 42.33 | 44.31 | 46.3 | 48.8367 | 51.4 | 53.92 | 54.05 | 54.21 | 54.32 | 53.0567 | 51.78 | 50.56 | 49.4867 | 48.4167 | 47.3433 | 46.5067 | 45.6633
West Virginia - Huntington | Dec | L | West Virginia - Huntington-Dec | 33.9613 | 33.5 | 33.5935 | 33.5194 | 33.3032 | 32.7452 | 32.5871 | 32.371 | 33.6129 | 35.7677 | 38.0097 | 39.7581 | 41.3484 | 42.4935 | 43.129 | 42.8774 | 41.2935 | 39.8065 | 38.5935 | 37.4742 | 36.4774 | 35.7645 | 35.1 | 34.329
Wisconsin - Eau Claire | Jan | A | Wisconsin - Eau Claire-Jan | 9.4161 | 8.8548 | 8.6419 | 7.7935 | 7.1161 | 6.6871 | 6.5161 | 5.9871 | 6.7645 | 8.5161 | 10.3065 | 12.0903 | 13.9194 | 14.6968 | 15.1032 | 14.8806 | 13.3935 | 12.1935 | 11.3032 | 10.7323 | 10.2194 | 9.9161 | 9.4839 | 9.4645
Wisconsin - Eau Claire | Feb | B | Wisconsin - Eau Claire-Feb | 10.4107 | 10.0286 | 9.7464 | 9.0429 | 8.8036 | 8.1786 | 7.9536 | 8.3714 | 10.8964 | 13.7107 | 16.2536 | 18.8071 | 20.7464 | 21.725 | 22.6393 | 22.3786 | 21.1857 | 19.0643 | 17.6286 | 16.5679 | 15.4214 | 14.6429 | 13.5571 | 12.55
Wisconsin - Eau Claire | Mar | C | Wisconsin - Eau Claire-Mar | 25.7387 | 24.9742 | 24.2387 | 23.5742 | 22.9742 | 22.3806 | 23.7516 | 25.1323 | 26.5 | 28.6129 | 30.7032 | 32.8065 | 33.8226 | 34.8 | 35.8 | 35.0516 | 34.3226 | 33.5774 | 32.1613 | 30.8323 | 29.5129 | 28.6419 | 27.8355 | 27.0065
Wisconsin - Eau Claire | Apr | D | Wisconsin - Eau Claire-Apr | 35.92 | 35.07 | 34.2133 | 33.8433 | 33.5233 | 33.15 | 35.73 | 38.2833 | 40.87 | 42.9767 | 45.0667 | 47.1733 | 48.0333 | 48.8833 | 49.74 | 48.89 | 48.1033 | 47.26 | 45.08 | 42.96 | 40.8033 | 39.6933 | 38.6 | 37.4933
Wisconsin - Eau Claire | May | E | Wisconsin - Eau Claire-May | 52.3548 | 51.4097 | 50.4645 | 50.4323 | 50.4452 | 50.4097 | 53.4968 | 56.5903 | 59.6806 | 61.7806 | 63.8903 | 65.9871 | 66.4806 | 66.9903 | 67.4774 | 66.9774 | 66.4935 | 66 | 63.0806 | 60.2194 | 57.3548 | 56.1516 | 54.9161 | 53.7097
Wisconsin - Eau Claire | Jun | F | Wisconsin - Eau Claire-Jun | 61.9467 | 60.82 | 59.93 | 58.9733 | 58.7233 | 60.2333 | 61.8033 | 64.39 | 66.2967 | 68.55 | 70.7633 | 72.3267 | 73.5333 | 74.69 | 75.43 | 76.13 | 75.6467 | 74.54 | 72.7767 | 69.8767 | 67.01 | 65.2633 | 64.14 | 63.1667
Wisconsin - Eau Claire | Jul | G | Wisconsin - Eau Claire-Jul | 65.5419 | 64.7258 | 61.8742 | 61.9806 | 62.0742 | 62.2161 | 64.9355 | 67.6419 | 70.3452 | 72.2903 | 74.2548 | 76.2032 | 76.8065 | 77.4323 | 78.0194 | 77.1903 | 76.3871 | 75.5581 | 73.0903 | 70.6645 | 68.2323 | 66.9323 | 65.6613 | 64.3839
Wisconsin - Eau Claire | Aug | H | Wisconsin - Eau Claire-Aug | 61.3935 | 60.6065 | 61.7226 | 61.3 | 60.7355 | 61.2097 | 63.1935 | 65.8516 | 69.0065 | 71.8065 | 73.4903 | 75.9774 | 76.7774 | 78.0129 | 78.1516 | 77.5516 | 77.1258 | 75.6935 | 73.1032 | 70.5258 | 68.2742 | 66.9323 | 66.0032 | 64.7355
Wisconsin - Eau Claire | Sep | I | Wisconsin - Eau Claire-Sep | 56.12 | 55.53 | 54.94 | 54.5233 | 54.2033 | 53.67 | 54.6933 | 57.42 | 60.7733 | 63.5333 | 65.94 | 67.77 | 69.0133 | 69.65 | 70.3 | 69.5233 | 68.83 | 66.4433 | 63.7733 | 61.5933 | 59.5933 | 58.5167 | 57.49 | 56.7067
Wisconsin - Eau Claire | Oct | J | Wisconsin - Eau Claire-Oct | 41.8387 | 41.3581 | 40.5935 | 39.7 | 39.3903 | 39.0903 | 38.8355 | 41.3742 | 44.4065 | 47.5774 | 50.0032 | 51.7161 | 52.7548 | 53.4742 | 53.5419 | 52.6355 | 50.9065 | 48.8226 | 46.829 | 45.8581 | 44.9 | 43.9839 | 42.7323 | 42.3387
Wisconsin - Eau Claire | Nov | K | Wisconsin - Eau Claire-Nov | 30.3533 | 29.8 | 29.2133 | 29.1 | 29.0033 | 28.8633 | 29.75 | 30.5767 | 31.45 | 33.62 | 35.79 | 37.96 | 38.44 | 38.9833 | 39.47 | 37.8133 | 36.1733 | 34.5267 | 33.7067 | 32.9567 | 32.1667 | 31.6367 | 31.1233 | 30.6067
Wisconsin - Eau Claire | Dec | L | Wisconsin - Eau Claire-Dec | 16.4871 | 16.2871 | 15.871 | 15.4774 | 15.2323 | 15.0645 | 14.5226 | 14.4548 | 15.6516 | 17.5968 | 19.4355 | 20.9774 | 22.029 | 22.8871 | 23.0032 | 22.3161 | 20.5419 | 19.5871 | 18.4645 | 17.8774 | 17.5161 | 17.0097 | 16.7226 | 16.1355
Wisconsin - Green Bay | Jan | A | Wisconsin - Green Bay-Jan | 13.8 | 13.4355 | 13.0581 | 12.8226 | 12.5935 | 12.3516 | 12.4258 | 12.4903 | 12.5548 | 14.2387 | 15.8484 | 17.5323 | 18.3935 | 19.271 | 20.129 | 19.1774 | 18.2548 | 17.3032 | 16.4903 | 15.7097 | 14.8871 | 14.4194 | 13.9742 | 13.5065
Wisconsin - Green Bay | Feb | B | Wisconsin - Green Bay-Feb | 13.5679 | 12.9607 | 12.3036 | 11.8893 | 11.5393 | 11.1214 | 11.6464 | 12.1821 | 12.7071 | 14.5929 | 16.5 | 18.3857 | 19.4643 | 20.5607 | 21.6393 | 20.9429 | 20.3 | 19.6036 | 18.8714 | 18.1464 | 17.4 | 16.6643 | 15.975 | 15.275
Wisconsin - Green Bay | Mar | C | Wisconsin - Green Bay-Mar | 28.0065 | 27.1484 | 26.1613 | 25.4065 | 24.6452 | 23.8355 | 25.2161 | 26.8129 | 28.3839 | 30.3419 | 32.271 | 34.2516 | 34.7968 | 35.3903 | 35.9516 | 35.1871 | 34.4419 | 33.6871 | 32.6226 | 31.5968 | 30.5548 | 29.9871 | 29.4387 | 28.8806
Wisconsin - Green Bay | Apr | D | Wisconsin - Green Bay-Apr | 36.8467 | 36.1067 | 35.4067 | 34.9633 | 34.7567 | 35.1833 | 37.9167 | 40.1 | 43.07 | 45.3333 | 47.7633 | 49.1433 | 50.5933 | 51.8233 | 52.0033 | 51.2367 | 50.7033 | 49.2233 | 45.6 | 43.5033 | 41.3133 | 39.8767 | 38.9467 | 38.21
Wisconsin - Green Bay | May | E | Wisconsin - Green Bay-May | 47.6032 | 46.8258 | 46.0065 | 46.6032 | 47.1806 | 47.7645 | 50.9935 | 54.2419 | 57.4935 | 59.2323 | 60.9903 | 62.7258 | 63.329 | 63.9032 | 64.5226 | 63.0161 | 61.5355 | 60.0194 | 57.4516 | 54.8129 | 52.2452 | 51.1065 | 49.9323 | 48.8065
Wisconsin - Green Bay | Jun | F | Wisconsin - Green Bay-Jun | 56.5367 | 55.7967 | 55.06 | 55.9567 | 56.8667 | 57.78 | 60.8933 | 64.0267 | 67.1633 | 68.9033 | 70.62 | 72.3467 | 72.91 | 73.47 | 74.02 | 72.9367 | 71.84 | 70.7533 | 67.8833 | 65.05 | 62.2567 | 60.6133 | 58.9933 | 57.3867
Wisconsin - Green Bay | Jul | G | Wisconsin - Green Bay-Jul | 65.771 | 65.0129 | 62.1806 | 61.4258 | 61.0548 | 62.8613 | 65.8516 | 69.3355 | 71.7065 | 74.429 | 76.3548 | 77.9677 | 78.4581 | 79.3903 | 79.2419 | 78.4581 | 77.3968 | 75.6258 | 72.1806 | 69.5258 | 68.2645 | 67.0742 | 65.8129 | 64.9032
Wisconsin - Green Bay | Aug | H | Wisconsin - Green Bay-Aug | 58.7968 | 58.2355 | 59.7 | 59.6871 | 59.629 | 59.5742 | 62.4613 | 65.4129 | 68.3097 | 70.2839 | 72.2452 | 74.2226 | 74.4806 | 74.729 | 74.9968 | 73.9258 | 72.8355 | 71.7806 | 69.1323 | 66.5097 | 63.9032 | 63.0484 | 62.2065 | 61.3677
Wisconsin - Green Bay | Sep | I | Wisconsin - Green Bay-Sep | 51.74 | 51.42 | 51.2133 | 50.7167 | 50.36 | 50.4533 | 52.58 | 55.7767 | 58.8533 | 61.03 | 62.8167 | 63.68 | 64.2733 | 64.7667 | 64.8267 | 64.6367 | 63.5 | 61.0133 | 57.75 | 56.4033 | 55.01 | 53.9633 | 52.9433 | 52.24
Wisconsin - Green Bay | Oct | J | Wisconsin - Green Bay-Oct | 46.1935 | 45.6871 | 45.1613 | 44.7839 | 44.4323 | 44.071 | 46.4065 | 48.6935 | 51.0258 | 53.2806 | 55.5419 | 57.7871 | 57.8484 | 57.8968 | 57.9581 | 55.8097 | 53.6903 | 51.5484 | 50.2871 | 49.0516 | 47.8032 | 47.3323 | 46.9032 | 46.4065
Wisconsin - Green Bay | Nov | K | Wisconsin - Green Bay-Nov | 32.4967 | 31.9533 | 31.41 | 30.99 | 30.93 | 30.3233 | 30.2133 | 31.07 | 32.8933 | 34.99 | 36.6467 | 37.4467 | 38.2033 | 38.58 | 38.37 | 37.3167 | 35.7867 | 35.1533 | 34.16 | 33.84 | 33.7733 | 33.5433 | 33.07 | 32.4767
Wisconsin - Green Bay | Dec | L | Wisconsin - Green Bay-Dec | 18.8677 | 18.8484 | 18.8613 | 18.9 | 18.9226 | 18.9903 | 19.4097 | 19.7194 | 20.0194 | 21.3903 | 22.7355 | 24.1032 | 24.5258 | 24.9 | 25.329 | 24.1226 | 22.9871 | 21.7935 | 21.3 | 20.7774 | 20.2968 | 19.7871 | 19.2903 | 18.7871
Wisconsin - La Crosse | Jan | A | Wisconsin - La Crosse-Jan | 9.1903 | 8.7806 | 8.3032 | 8.1581 | 7.9839 | 7.8355 | 8.4065 | 8.9677 | 9.5484 | 11.3935 | 13.2419 | 15.0774 | 16.0548 | 17.0161 | 18.0065 | 16.4 | 14.829 | 13.229 | 12.3323 | 11.4258 | 10.5419 | 10.1032 | 9.6839 | 9.2355
Wisconsin - La Crosse | Feb | B | Wisconsin - La Crosse-Feb | 16.2536 | 15.5929 | 15.0929 | 14.4464 | 14.4143 | 13.7393 | 13.1893 | 14.3 | 16.35 | 19.0179 | 21.2464 | 23.1 | 24.8464 | 25.8857 | 26.9143 | 26.7571 | 25.3036 | 22.8179 | 21.3571 | 19.9679 | 19.3107 | 18.5179 | 17.9429 | 17.3714
Wisconsin - La Crosse | Mar | C | Wisconsin - La Crosse-Mar | 29.7387 | 29.2258 | 28.6645 | 28.1742 | 27.6968 | 27.2645 | 28.671 | 30.0839 | 31.5032 | 33.5516 | 35.6161 | 37.6774 | 38.4194 | 39.1581 | 39.9129 | 39.0968 | 38.2742 | 37.4677 | 36.0484 | 34.6677 | 33.3452 | 32.5516 | 31.7839 | 30.9935
Wisconsin - La Crosse | Apr | D | Wisconsin - La Crosse-Apr | 43.6967 | 42.9433 | 42.22 | 41.08 | 39.92 | 40.4733 | 42.5533 | 44.5967 | 47.4467 | 49.9067 | 52.22 | 53.4767 | 55.6967 | 56.3933 | 56.99 | 57.3133 | 56.39 | 54.7367 | 51.5333 | 49.2633 | 48.14 | 47.0333 | 46.03 | 44.7367
Wisconsin - La Crosse | May | E | Wisconsin - La Crosse-May | 51.9355 | 50.8839 | 49.8387 | 49.6806 | 49.4742 | 49.2774 | 52.4581 | 55.6355 | 58.8387 | 61.2161 | 63.5581 | 65.9355 | 66.7161 | 67.5 | 68.2742 | 67.7194 | 67.229 | 66.6742 | 63.8323 | 61.071 | 58.2935 | 56.7677 | 55.2355 | 53.7097
Wisconsin - La Crosse | Jun | F | Wisconsin - La Crosse-Jun | 64.41 | 63.6333 | 62.9167 | 62.2267 | 61.8767 | 62.8833 | 64.3633 | 66.2067 | 68.3967 | 70.9433 | 72.7833 | 74.4033 | 75.1967 | 75.6733 | 75.9067 | 76.3333 | 76.2233 | 74.8033 | 72.86 | 70.02 | 68.0767 | 66.49 | 65.51 | 64.7967
Wisconsin - La Crosse | Jul | G | Wisconsin - La Crosse-Jul | 68.3194 | 67.5387 | 64.6323 | 64.7548 | 64.8677 | 64.9935 | 67.4613 | 69.9097 | 72.3677 | 74.1484 | 75.9194 | 77.7226 | 78.4129 | 79.1097 | 79.8 | 79.1065 | 78.4516 | 77.7548 | 75.1677 | 72.6323 | 70.0839 | 69.1194 | 68.171 | 67.229
Wisconsin - La Crosse | Aug | H | Wisconsin - La Crosse-Aug | 62.6839 | 61.9323 | 63.771 | 63.1968 | 62.7 | 62.8935 | 65.229 | 67.7419 | 70.6387 | 73.3097 | 75.6161 | 77.5613 | 79.1258 | 80.3065 | 80.3516 | 80.5935 | 79.5548 | 76.9258 | 73.6903 | 70.9355 | 68.6774 | 67.2323 | 66.329 | 65.4548
Wisconsin - La Crosse | Sep | I | Wisconsin - La Crosse-Sep | 56.4633 | 55.86 | 55.2567 | 54.7567 | 54.2633 | 53.7433 | 55.81 | 57.9467 | 60.0633 | 62.4133 | 64.7133 | 67.0633 | 67.6 | 68.1267 | 68.6533 | 67.3167 | 65.9833 | 64.64 | 62.84 | 61.0367 | 59.2367 | 58.3667 | 57.5567 | 56.7033
Wisconsin - La Crosse | Oct | J | Wisconsin - La Crosse-Oct | 44.6065 | 43.9097 | 43.4419 | 42.829 | 42.4355 | 42.2516 | 42.2613 | 44.2613 | 46.8516 | 49.5161 | 52.5194 | 55.1355 | 56.7129 | 57.2516 | 57.0871 | 56.6871 | 55.071 | 52.4613 | 50.4871 | 49.0516 | 47.9323 | 46.9226 | 45.8097 | 45.0452
Wisconsin - La Crosse | Nov | K | Wisconsin - La Crosse-Nov | 34.0133 | 33.72 | 33.4433 | 33.05 | 32.6367 | 32.2467 | 32.6933 | 33.2133 | 33.7267 | 35.4633 | 37.1867 | 38.92 | 39.37 | 39.77 | 40.23 | 38.66 | 37.1033 | 35.5367 | 34.93 | 34.36 | 33.7633 | 33.67 | 33.6233 | 33.5233
Wisconsin - La Crosse | Dec | L | Wisconsin - La Crosse-Dec | 19.0548 | 18.6903 | 18.2935 | 18.1806 | 18.071 | 17.9452 | 18.5581 | 19.1452 | 19.7129 | 20.9774 | 22.2548 | 23.5226 | 23.9516 | 24.4 | 24.8387 | 24.0903 | 23.3742 | 22.6226 | 21.9935 | 21.3871 | 20.7581 | 19.9452 | 19.1516 | 18.3387
Wisconsin - Madison | Jan | A | Wisconsin - Madison-Jan | 14.7968 | 14.2806 | 13.7968 | 13.3645 | 12.9419 | 12.529 | 13.1613 | 13.7968 | 14.4387 | 16.5968 | 18.7387 | 20.9 | 21.5387 | 22.1355 | 22.7774 | 21.2935 | 19.8613 | 18.3935 | 17.6613 | 16.9452 | 16.1935 | 15.6452 | 15.0387 | 14.4774
Wisconsin - Madison | Feb | B | Wisconsin - Madison-Feb | 19.2286 | 18.8464 | 18.4607 | 17.9679 | 17.4464 | 16.9214 | 17.9393 | 18.9893 | 20.0714 | 22.2 | 24.3107 | 26.4393 | 27.3286 | 28.1786 | 29.0679 | 27.7214 | 26.3714 | 25.0143 | 23.9179 | 22.8536 | 21.7857 | 21.2143 | 20.7464 | 20.1786
Wisconsin - Madison | Mar | C | Wisconsin - Madison-Mar | 29.4645 | 28.9161 | 28.3935 | 28.1032 | 27.8968 | 27.6323 | 29.1387 | 30.7258 | 32.2935 | 34.3323 | 36.3419 | 38.3903 | 39.1258 | 39.8677 | 40.6129 | 39.1419 | 37.7355 | 36.271 | 34.8419 | 33.3774 | 31.9226 | 31.4387 | 30.9774 | 30.5452
Wisconsin - Madison | Apr | D | Wisconsin - Madison-Apr | 42.8933 | 42.0033 | 41.4 | 40.84 | 39.8767 | 40 | 42.8267 | 45.6333 | 48.08 | 50.2033 | 52.3 | 54.2367 | 55.1633 | 55.6633 | 55.7933 | 55.5367 | 54.58 | 52.0667 | 48.93 | 46.74 | 45.9067 | 45.3167 | 44.1233 | 43.58
Wisconsin - Madison | May | E | Wisconsin - Madison-May | 50.1806 | 49.2581 | 47.7677 | 47.0871 | 46.929 | 49.4484 | 52.8161 | 55.7806 | 58.5484 | 60.7968 | 63.4452 | 65.1806 | 66.2323 | 67.1581 | 67.7194 | 67.6613 | 67.229 | 65.5161 | 62.3 | 58.6032 | 55.8387 | 54.2968 | 52.9129 | 51.471
Wisconsin - Madison | Jun | F | Wisconsin - Madison-Jun | 60.09 | 59.3667 | 58.64 | 59.31 | 60 | 60.6733 | 63.2967 | 65.9333 | 68.58 | 70.3867 | 72.2467 | 74.07 | 74.6367 | 75.1867 | 75.7567 | 74.8367 | 73.97 | 73.0467 | 70.0367 | 67.0067 | 64.0433 | 62.9267 | 61.89 | 60.8367
Wisconsin - Madison | Jul | G | Wisconsin - Madison-Jul | 67.4194 | 66.5129 | 63.8419 | 63.0903 | 62.7613 | 65.271 | 67.8032 | 70.4226 | 72.9774 | 75.6129 | 77.6871 | 78.1677 | 79.4613 | 80.5452 | 80.7903 | 80.6065 | 79.3871 | 77.9129 | 74.9355 | 71.1323 | 69.2839 | 68.1774 | 66.9774 | 66.3677
Wisconsin - Madison | Aug | H | Wisconsin - Madison-Aug | 58.671 | 57.8323 | 59.4129 | 59.0806 | 58.129 | 59.6 | 64.0548 | 67.6161 | 70.5871 | 72.7161 | 74.1935 | 75.8323 | 76.9548 | 77.2935 | 77.6935 | 77.2903 | 76.2452 | 74.2161 | 70.1226 | 66.9097 | 64.7065 | 63.5161 | 62.2484 | 61.371
Wisconsin - Madison | Sep | I | Wisconsin - Madison-Sep | 54.8067 | 54.2067 | 53.5767 | 53.47 | 53.3433 | 53.2333 | 55.8733 | 58.5833 | 61.2633 | 63.09 | 64.9033 | 66.7233 | 67.34 | 67.9067 | 68.5167 | 66.7833 | 65.04 | 63.3033 | 61.3533 | 59.45 | 57.53 | 56.6967 | 55.8667 | 55.0633
Wisconsin - Madison | Oct | J | Wisconsin - Madison-Oct | 45.2903 | 44.9581 | 44.829 | 44.3871 | 43.6161 | 43.4839 | 44.2677 | 48.1484 | 51.9774 | 54.2387 | 56.6581 | 58.7968 | 60.2968 | 60.8065 | 60.7516 | 59.4645 | 56.9871 | 52.9419 | 51.0903 | 49.171 | 48.6419 | 47.5484 | 47.3032 | 46.5968
Wisconsin - Madison | Nov | K | Wisconsin - Madison-Nov | 33.7067 | 33.0067 | 32.46 | 32.11 | 31.76 | 31.0633 | 31.0767 | 32.1967 | 34.77 | 36.8467 | 38.4667 | 39.76 | 40.5267 | 41.1967 | 41.2033 | 39.85 | 38.2567 | 37.1833 | 36.3767 | 35.8433 | 35.1 | 34.6967 | 34.23 | 33.7467
Wisconsin - Madison | Dec | L | Wisconsin - Madison-Dec | 21.1774 | 20.9032 | 20.6323 | 20.9871 | 21.3968 | 21.7806 | 22.4452 | 23.0097 | 23.5968 | 25.0226 | 26.3742 | 27.8065 | 28.0065 | 28.1387 | 28.329 | 27.0516 | 25.7903 | 24.5226 | 23.9613 | 23.4355 | 22.8742 | 22.2484 | 21.6355 | 21.0194
Wisconsin - Milwaukee | Jan | A | Wisconsin - Milwaukee-Jan | 13.9516 | 13.5742 | 13.3839 | 13.0548 | 12.4742 | 12.3258 | 12.0387 | 12.1581 | 12.9355 | 14.4774 | 15.8226 | 17.0645 | 17.8581 | 18.4129 | 18.2742 | 17.6935 | 16.8613 | 16.2968 | 15.6097 | 15.071 | 14.7032 | 14.1677 | 13.8839 | 13.7323
Wisconsin - Milwaukee | Feb | B | Wisconsin - Milwaukee-Feb | 20.3 | 19.9821 | 19.6679 | 19.4643 | 19.2321 | 19.0429 | 20.0607 | 21.0536 | 22.0536 | 23.6107 | 25.1607 | 26.7321 | 27.2179 | 27.6821 | 28.1857 | 27.1071 | 26.0321 | 24.9643 | 24.4536 | 23.9857 | 23.4857 | 22.7929 | 22.0893 | 21.4036
Wisconsin - Milwaukee | Mar | C | Wisconsin - Milwaukee-Mar | 30.0161 | 29.4645 | 28.7484 | 28.3 | 27.8645 | 27.4677 | 28.0903 | 30.0806 | 31.7581 | 33.2548 | 34.4419 | 35.3903 | 35.9419 | 36.8065 | 36.6968 | 36.1774 | 35.5258 | 34.5129 | 33.7065 | 33.1452 | 32.7 | 32.4032 | 31.771 | 31.2806
Wisconsin - Milwaukee | Apr | D | Wisconsin - Milwaukee-Apr | 41.24 | 40.76 | 39.9867 | 39.04 | 38.83 | 39.2733 | 42.4067 | 45.08 | 47.09 | 48.48 | 49.3 | 50.4067 | 51.44 | 51.4167 | 51.16 | 51.1033 | 48.9733 | 47.0933 | 45.2267 | 44.6833 | 43.8867 | 43.6233 | 42.67 | 42.02
Wisconsin - Milwaukee | May | E | Wisconsin - Milwaukee-May | 50.4129 | 50.4645 | 50.1774 | 49.8355 | 48.8839 | 49.9548 | 52.7194 | 55.1323 | 56.7968 | 58.5065 | 59.2871 | 59.4839 | 60.5903 | 60.3806 | 60.0581 | 59.7355 | 58.771 | 57.4839 | 55.1387 | 53.3387 | 52.6355 | 52.6032 | 51.7871 | 51.4452
Wisconsin - Milwaukee | Jun | F | Wisconsin - Milwaukee-Jun | 59.9567 | 59.68 | 59.37 | 58.5367 | 58.7267 | 61.0467 | 63.8133 | 66.45 | 68.92 | 69.98 | 70.96 | 71.5367 | 72.1167 | 72.3 | 71.6033 | 70.7133 | 70.16 | 69.16 | 66.5867 | 64.44 | 63.14 | 61.5233 | 60.9867 | 60.7133
Wisconsin - Milwaukee | Jul | G | Wisconsin - Milwaukee-Jul | 68.5 | 68.0323 | 65.4516 | 64.6161 | 64.5419 | 66.2129 | 68.3968 | 70.6387 | 72.6968 | 74.8032 | 76.2935 | 77.2323 | 77.2968 | 77.3548 | 76.9677 | 76.8645 | 75.7742 | 74.7032 | 72.4806 | 69.8452 | 68.6484 | 67.9871 | 67.471 | 67.0323
Wisconsin - Milwaukee | Aug | H | Wisconsin - Milwaukee-Aug | 60.1677 | 59.9226 | 61.6871 | 61.1452 | 60.5742 | 61.1355 | 64.2452 | 67.3097 | 69.4645 | 71.6548 | 72.7935 | 73.5194 | 73.8032 | 73.7548 | 73.4065 | 73.0226 | 72.029 | 70.6935 | 68.2129 | 66.1839 | 65.0806 | 64.2548 | 63.2548 | 62.5968
Wisconsin - Milwaukee | Sep | I | Wisconsin - Milwaukee-Sep | 57.43 | 57.0167 | 56.4133 | 55.9033 | 55.6233 | 55.41 | 57.5067 | 60.6967 | 63.6033 | 65.54 | 67.16 | 67.9933 | 68.65 | 68.5233 | 68.1 | 67.0667 | 65.9233 | 63.5833 | 60.7467 | 59.5567 | 59.0233 | 58.43 | 58.04 | 57.6833
Wisconsin - Milwaukee | Oct | J | Wisconsin - Milwaukee-Oct | 47.5839 | 47.0613 | 46.6774 | 46.1516 | 45.929 | 45.829 | 46.7226 | 49.1065 | 52.2452 | 54.6742 | 56.3387 | 57.7419 | 58.2968 | 58.1452 | 57.129 | 56.3129 | 54.4742 | 52.5581 | 51.0516 | 50.1677 | 49.5129 | 48.8258 | 48.2484 | 47.9903
Wisconsin - Milwaukee | Nov | K | Wisconsin - Milwaukee-Nov | 37.0267 | 36.8233 | 36.2733 | 35.53 | 34.9733 | 34.89 | 35.01 | 36.31 | 38.1567 | 40.2767 | 41.68 | 42.4367 | 42.82 | 42.9167 | 42.6767 | 41.36 | 40.1933 | 39.3667 | 38.5967 | 38.2633 | 37.7367 | 37.7133 | 37.0467 | 36.84
Wisconsin - Milwaukee | Dec | L | Wisconsin - Milwaukee-Dec | 22.8194 | 22.3548 | 21.9323 | 21.8452 | 21.5774 | 21.1516 | 21.0581 | 21.171 | 22.0226 | 23.7581 | 24.8581 | 26.0774 | 26.529 | 26.7774 | 26.5742 | 25.9258 | 24.8839 | 24.3226 | 24.0742 | 23.4581 | 22.9645 | 22.8645 | 22.771 | 22.4774
Wyoming - Casper | Jan | A | Wyoming - Casper-Jan | 18.0806 | 17.5839 | 17.0387 | 16.5194 | 15.971 | 15.7968 | 15.5806 | 15.4065 | 17.7387 | 20.0935 | 22.429 | 23.5355 | 24.5935 | 25.6806 | 24.6032 | 23.5226 | 22.4419 | 21.6419 | 20.7935 | 19.971 | 19.6258 | 19.2839 | 18.9774 | 18.4613
Wyoming - Casper | Feb | B | Wyoming - Casper-Feb | 23.7393 | 23.2429 | 23.2179 | 23.2107 | 23.1857 | 23.475 | 23.7179 | 24.0286 | 26.6964 | 29.3321 | 32.0071 | 33.4964 | 35.0071 | 36.5071 | 35.5357 | 34.5786 | 33.6179 | 31.7857 | 29.8429 | 27.9143 | 27.0571 | 26.2429 | 25.4071 | 24.8286
Wyoming - Casper | Mar | C | Wyoming - Casper-Mar | 26.7323 | 26.2226 | 25.9548 | 25.6871 | 25.3806 | 26.0226 | 26.6 | 27.3484 | 29.9258 | 32.4935 | 35.0742 | 36.7355 | 38.3613 | 40.0161 | 39.4903 | 38.9548 | 38.4161 | 35.5323 | 32.6613 | 29.7903 | 29.0387 | 28.2903 | 27.5387 | 27.1419
Wyoming - Casper | Apr | D | Wyoming - Casper-Apr | 35.3933 | 34.66 | 33.9933 | 33.3267 | 32.6367 | 35.4833 | 38.3133 | 41.1233 | 44.2533 | 47.3167 | 50.4233 | 52.0867 | 53.75 | 55.4067 | 54.6967 | 53.9633 | 53.2533 | 49.4533 | 45.5467 | 41.65 | 40.1733 | 38.7533 | 37.3633 | 36.5567
Wyoming - Casper | May | E | Wyoming - Casper-May | 44.5032 | 43.4806 | 42.7484 | 42.0129 | 41.2806 | 44.7968 | 48.3194 | 51.9129 | 54.6645 | 57.3968 | 60.1581 | 61.3226 | 62.4806 | 63.6516 | 63.5903 | 63.4935 | 63.4194 | 59.6355 | 55.8452 | 52.0839 | 50.2871 | 48.471 | 46.6839 | 45.6548
Wyoming - Casper | Jun | F | Wyoming - Casper-Jun | 53.7967 | 52.32 | 51.65 | 51.07 | 50.4033 | 54.13 | 57.85 | 61.59 | 64.6033 | 67.67 | 70.6967 | 72.4033 | 74.1067 | 75.8233 | 75.47 | 75.13 | 74.7733 | 71.49 | 68.1267 | 64.7867 | 62.3033 | 59.87 | 57.4367 | 55.9567
Wyoming - Casper | Jul | G | Wyoming - Casper-Jul | 62.3065 | 60.8484 | 57.8677 | 57.1581 | 56.229 | 58.8871 | 63.2742 | 67.3645 | 71.1097 | 74.5548 | 77.5871 | 79.4677 | 81.6613 | 82.6323 | 82.6581 | 81.7677 | 80.071 | 77.8387 | 73.6903 | 69.5871 | 66.5613 | 64.3839 | 62.5323 | 60.9935
Wyoming - Casper | Aug | H | Wyoming - Casper-Aug | 54.9194 | 53.1323 | 54.1032 | 53.2355 | 52.3645 | 56.4065 | 60.5065 | 64.5968 | 68.1839 | 71.8097 | 75.3839 | 77.0677 | 78.7645 | 80.4613 | 80.0935 | 79.7194 | 79.3484 | 75.4097 | 71.4129 | 67.4516 | 64.9194 | 62.4419 | 59.9839 | 58.171
Wyoming - Casper | Sep | I | Wyoming - Casper-Sep | 46.4133 | 45.5533 | 44.8467 | 44.1567 | 43.4567 | 47.0567 | 50.7033 | 54.31 | 57.9333 | 61.5733 | 65.2067 | 67.02 | 68.8933 | 70.7067 | 69.6367 | 68.5833 | 67.5233 | 63.22 | 58.8167 | 54.49 | 52.37 | 50.24 | 48.1433 | 47.2633
Wyoming - Casper | Oct | J | Wyoming - Casper-Oct | 40.5387 | 39.971 | 39.5452 | 39.0903 | 38.6548 | 40.1742 | 41.6839 | 43.2613 | 47.4 | 51.5194 | 55.6419 | 57.6935 | 59.7161 | 61.7516 | 60.5516 | 59.3581 | 58.1484 | 53.7097 | 49.2129 | 44.7645 | 43.4452 | 42.1871 | 40.8968 | 40.4065
Wyoming - Casper | Nov | K | Wyoming - Casper-Nov | 27.7533 | 27.0367 | 26.61 | 26.1667 | 25.7367 | 26.76 | 27.6967 | 28.72 | 31.87 | 34.9867 | 38.1233 | 39.4033 | 40.6467 | 41.9167 | 39.8433 | 37.7833 | 35.71 | 34.1767 | 32.7167 | 31.21 | 30.5967 | 29.9833 | 29.37 | 28.68
Wyoming - Casper | Dec | L | Wyoming - Casper-Dec | 22.4839 | 22.4097 | 21.7355 | 21.3 | 21.6065 | 20.7452 | 20.5742 | 20.7323 | 23.7065 | 26.971 | 28.9032 | 31.2806 | 32.529 | 33.3452 | 33.029 | 31.4226 | 28.6 | 26.3871 | 25.3 | 24.5548 | 23.6323 | 23.5677 | 22.7484 | 22.9742
Wyoming - Cheyenne | Jan | A | Wyoming - Cheyenne-Jan | 20.5065 | 20.0032 | 19.9581 | 19.9742 | 19.9355 | 20.0419 | 20.0839 | 20.1968 | 23.129 | 26.1226 | 29.0774 | 30.0097 | 30.9387 | 31.871 | 30.3516 | 28.8097 | 27.2871 | 25.8677 | 24.5 | 23.1194 | 22.7871 | 22.471 | 22.1419 | 21.6839
Wyoming - Cheyenne | Feb | B | Wyoming - Cheyenne-Feb | 26.6071 | 26.8786 | 26.5786 | 26.8714 | 27.2571 | 27.5179 | 27.2179 | 29.2929 | 33.45 | 36.65 | 39.2286 | 40.6893 | 41.675 | 41.1821 | 40.35 | 39.4821 | 36.9071 | 32.9964 | 31.1786 | 29.925 | 28.7214 | 28.25 | 27.2679 | 27.1857
Wyoming - Cheyenne | Mar | C | Wyoming - Cheyenne-Mar | 27.8387 | 27.7548 | 27.7258 | 27.7 | 27.6742 | 28.9452 | 30.2355 | 31.5 | 33.6032 | 35.7516 | 37.8484 | 38.7129 | 39.5258 | 40.3774 | 39.5903 | 38.8161 | 38.0258 | 35.5161 | 32.9903 | 30.5032 | 29.7323 | 28.9677 | 28.2194 | 28.129
Wyoming - Cheyenne | Apr | D | Wyoming - Cheyenne-Apr | 35.1233 | 34.5333 | 34.2567 | 33.9867 | 33.7 | 36.7633 | 39.77 | 42.8267 | 44.9467 | 47.0333 | 49.1367 | 49.9467 | 50.72 | 51.5233 | 50.8033 | 50.0767 | 49.3533 | 46.5833 | 43.8533 | 41.0667 | 39.6233 | 38.22 | 36.7867 | 36.19
Wyoming - Cheyenne | May | E | Wyoming - Cheyenne-May | 42.8129 | 41.9419 | 41.7355 | 40.7935 | 40.2097 | 42.2484 | 46.7226 | 51.229 | 54.1387 | 56.2774 | 58.071 | 59.4258 | 59.8129 | 59.5903 | 59.7452 | 59.6742 | 58.6419 | 57.0516 | 54.2484 | 51.4613 | 49.1839 | 47.6 | 45.8452 | 44.1387
Wyoming - Cheyenne | Jun | F | Wyoming - Cheyenne-Jun | 53.2367 | 52.1667 | 51.49 | 50.8033 | 50.09 | 54.1033 | 58.15 | 62.2367 | 64.6567 | 67.04 | 69.45 | 70.1733 | 70.8967 | 71.61 | 71.1433 | 70.7067 | 70.2467 | 67.16 | 64.0467 | 60.9867 | 59.2567 | 57.5 | 55.8033 | 54.77
Wyoming - Cheyenne | Jul | G | Wyoming - Cheyenne-Jul | 61.3774 | 60.5548 | 57.6548 | 56.9548 | 56.1645 | 59.2097 | 64.9645 | 70.2032 | 73.9871 | 76.7548 | 77.9355 | 79.0968 | 80.1516 | 79.4677 | 78.6677 | 76.7806 | 75.0742 | 73.3839 | 69.8903 | 66.6645 | 64.5613 | 62.8355 | 61.2355 | 60.4226
Wyoming - Cheyenne | Aug | H | Wyoming - Cheyenne-Aug | 55.3742 | 54.3161 | 55.6677 | 55.5258 | 54.8065 | 55.6968 | 60.4871 | 66.771 | 71.1806 | 73.5129 | 75.3548 | 77.0323 | 77.2032 | 77.0839 | 75.9903 | 75.4419 | 73.0968 | 70.5452 | 66.8645 | 63.9806 | 61.5419 | 60.0516 | 58.7839 | 57.871
Wyoming - Cheyenne | Sep | I | Wyoming - Cheyenne-Sep | 47.7 | 47.2867 | 46.42 | 45.9933 | 45.87 | 45.8 | 49.33 | 55.8267 | 61.9867 | 65.1767 | 67.4767 | 68.8967 | 69.7767 | 70.39 | 70.1233 | 68.1367 | 66.7233 | 62.74 | 58.2067 | 55.8933 | 53.9833 | 51.7667 | 49.97 | 48.6433
Wyoming - Cheyenne | Oct | J | Wyoming - Cheyenne-Oct | 38.4194 | 37.5548 | 37.4194 | 37.0774 | 36.7355 | 36.3355 | 38.629 | 44.4645 | 48.7806 | 51.0548 | 52.5677 | 54.229 | 54.9516 | 55.4871 | 54.5742 | 53.3548 | 50.5613 | 46.1387 | 43.829 | 42.0161 | 40.2581 | 39.8452 | 39.3613 | 38.5
Wyoming - Cheyenne | Nov | K | Wyoming - Cheyenne-Nov | 30.53 | 30.2567 | 29.53 | 28.96 | 29.17 | 29.4333 | 29.46 | 31.4667 | 35.1033 | 38.4433 | 41.21 | 42.6833 | 44.2467 | 44.7233 | 44.2933 | 41.8833 | 37.5767 | 34.36 | 32.75 | 31.6933 | 31.7033 | 31.3333 | 31.4367 | 30.67
Wyoming - Cheyenne | Dec | L | Wyoming - Cheyenne-Dec | 26.9516 | 26.6516 | 26.8 | 26.9903 | 27.1258 | 27.2968 | 27.4806 | 27.6258 | 30.5484 | 33.4645 | 36.3839 | 37.5161 | 38.6387 | 39.771 | 37.0548 | 34.3387 | 31.6129 | 30.2581 | 28.871 | 27.5032 | 27.4194 | 27.3387 | 27.2419 | 26.929
Wyoming - Lander | Jan | A | Wyoming - Lander-Jan | 17.9355 | 16.9548 | 17.1226 | 16.0355 | 15.8581 | 14.3774 | 14.4484 | 15.2581 | 16.6516 | 18.9 | 21.9226 | 24.4516 | 26.2742 | 27.1161 | 27.2419 | 27.2581 | 24.5839 | 22.571 | 20.7387 | 19.8839 | 18.6581 | 18.9774 | 17.8387 | 17.7677
Wyoming - Lander | Feb | B | Wyoming - Lander-Feb | 23.3214 | 22.6179 | 21.7179 | 20.9107 | 20.0036 | 19.8321 | 19.675 | 19.5214 | 22.6643 | 25.8464 | 28.9786 | 31.0571 | 33.0857 | 35.1607 | 34.5964 | 34.0536 | 33.4786 | 31.4464 | 29.2929 | 27.1571 | 26.5286 | 25.9036 | 25.2714 | 24.4679
Wyoming - Lander | Mar | C | Wyoming - Lander-Mar | 27.2806 | 26.0968 | 25.3323 | 24.6226 | 23.7968 | 23.0355 | 23.5 | 25.6806 | 29.2903 | 32.1613 | 34.3774 | 36.6387 | 38.3516 | 39.8968 | 40.2742 | 40.2194 | 38.9581 | 35.9903 | 33.2484 | 31.7839 | 30.8226 | 30.0548 | 29.4839 | 28.4871
Wyoming - Lander | Apr | D | Wyoming - Lander-Apr | 36.81 | 35.92 | 35.1867 | 34.45 | 33.6967 | 35.4867 | 37.28 | 39.1 | 42.0433 | 44.9967 | 47.94 | 49.5467 | 51.13 | 52.7333 | 52.2667 | 51.8033 | 51.3333 | 48.5733 | 45.8067 | 43.0367 | 41.5 | 39.98 | 38.4733 | 37.5733
Wyoming - Lander | May | E | Wyoming - Lander-May | 46.6194 | 45.3581 | 44.471 | 43.5419 | 42.6387 | 45.6194 | 48.6065 | 51.6258 | 54.2323 | 56.8226 | 59.4452 | 61.3903 | 63.3871 | 65.3452 | 64.9161 | 64.4903 | 64.0548 | 61.0065 | 57.9194 | 54.8903 | 53.2129 | 51.5355 | 49.8645 | 48.5839
Wyoming - Lander | Jun | F | Wyoming - Lander-Jun | 54.1767 | 53.02 | 51.9 | 51.6333 | 50.59 | 52.23 | 56.2633 | 59.7167 | 62.4033 | 64.93 | 67.1333 | 69.6667 | 71.2333 | 72.2467 | 73.22 | 72.7533 | 71.3433 | 70.1567 | 67.3267 | 62.82 | 60.3133 | 58.88 | 57.3367 | 55.61
Wyoming - Lander | Jul | G | Wyoming - Lander-Jul | 64.4839 | 64.0452 | 59.8 | 58.4516 | 57.1323 | 58.3742 | 62.5742 | 66.7194 | 70.9903 | 74.3129 | 76.8742 | 79.6387 | 81.6 | 82.9742 | 83.2871 | 83.5065 | 82.3097 | 80.8226 | 77.6968 | 73.0806 | 69.4387 | 68.0065 | 66.6935 | 65.2065
Wyoming - Lander | Aug | H | Wyoming - Lander-Aug | 58.3323 | 57.0935 | 58.0806 | 56.9968 | 55.8935 | 57.9226 | 59.9742 | 62.0419 | 65.271 | 68.5 | 71.7355 | 73.8645 | 76.0032 | 78.1484 | 77.9032 | 77.6516 | 77.4226 | 74.0387 | 70.6161 | 67.2258 | 65.671 | 64.0935 | 62.5323 | 61.3032
Wyoming - Lander | Sep | I | Wyoming - Lander-Sep | 53.4867 | 52.6267 | 50.5533 | 49.9167 | 48.9267 | 47.9233 | 49.3533 | 53.01 | 58.43 | 62.09 | 65.5433 | 67.83 | 70.4767 | 72.5033 | 72.6933 | 72.51 | 71.1533 | 67.4033 | 62.67 | 60.1167 | 58.5867 | 56.2933 | 55.3967 | 54.3967
Wyoming - Lander | Oct | J | Wyoming - Lander-Oct | 41.9161 | 41.129 | 40.3387 | 39.5484 | 38.7548 | 39.2903 | 39.829 | 40.371 | 43.9226 | 47.4806 | 51.0355 | 53.2419 | 55.4194 | 57.6226 | 56.9 | 56.2161 | 55.471 | 52.8129 | 50.0806 | 47.371 | 46.029 | 44.7065 | 43.3742 | 42.5484
Wyoming - Lander | Nov | K | Wyoming - Lander-Nov | 28.7 | 27.55 | 27.0667 | 26.3267 | 26.3467 | 24.6333 | 24.4967 | 25.16 | 28.4233 | 32.9267 | 36.31 | 38.0733 | 39.8633 | 41.2433 | 41.6933 | 40.2667 | 37.2133 | 34.19 | 32.7467 | 31.9833 | 31.12 | 30.4433 | 29.8833 | 29.1867
Wyoming - Lander | Dec | L | Wyoming - Lander-Dec | 18.2645 | 18.0516 | 17.5839 | 17.1548 | 16.6871 | 16.6194 | 16.5806 | 16.5484 | 18.8839 | 21.2548 | 23.6097 | 25.4032 | 27.1968 | 28.9935 | 27.629 | 26.2387 | 24.8903 | 23.3452 | 21.7903 | 20.2355 | 19.7839 | 19.3161 | 18.8452 | 18.6065
Wyoming - Rock Springs | Jan | A | Wyoming - Rock Springs-Jan | 15.3742 | 15.2129 | 14.6613 | 14.1065 | 14.1839 | 14.0484 | 13.2742 | 13.4097 | 15.0903 | 17.8806 | 20.0194 | 22.5677 | 24.1581 | 25.4613 | 25.7065 | 25.1613 | 23.229 | 20.9258 | 19.4484 | 18.7419 | 17.8097 | 17.1194 | 16.471 | 15.8032
Wyoming - Rock Springs | Feb | B | Wyoming - Rock Springs-Feb | 21.225 | 21.025 | 20.8036 | 20.625 | 20.4464 | 20.2 | 19.9857 | 19.7643 | 22.3714 | 24.9964 | 27.6321 | 28.9286 | 30.1821 | 31.5036 | 30.8143 | 30.1393 | 29.4607 | 27.825 | 26.0786 | 24.3679 | 23.5786 | 22.8179 | 22.05 | 21.8179
Wyoming - Rock Springs | Mar | C | Wyoming - Rock Springs-Mar | 25.9065 | 25.3129 | 24.9355 | 24.5194 | 24.1 | 24.8871 | 25.671 | 26.5355 | 29.3484 | 32.1677 | 34.9935 | 36.5032 | 38.0065 | 39.5065 | 38.8161 | 38.1161 | 37.4258 | 34.8194 | 32.2226 | 29.6161 | 28.7194 | 27.8774 | 27.0065 | 26.4581
Wyoming - Rock Springs | Apr | D | Wyoming - Rock Springs-Apr | 33.5767 | 32.4967 | 31.97 | 31.49 | 30.95 | 33.12 | 35.3167 | 37.52 | 40.7733 | 44.0367 | 47.2967 | 48.6967 | 50.1233 | 51.5433 | 50.9733 | 50.42 | 49.8367 | 46.8267 | 43.71 | 40.6233 | 39.16 | 37.7 | 36.2567 | 35.1267
Wyoming - Rock Springs | May | E | Wyoming - Rock Springs-May | 42.029 | 40.7484 | 39.371 | 38.571 | 37.8677 | 39.2484 | 43.1871 | 47.429 | 50.9226 | 53.8032 | 56.2645 | 57.5032 | 58.5129 | 59.0484 | 59.8742 | 58.9774 | 57.8194 | 56.0484 | 53.3161 | 50.2452 | 47.6387 | 46.0032 | 44.5839 | 43.5323
Wyoming - Rock Springs | Jun | F | Wyoming - Rock Springs-Jun | 50.5733 | 49.7567 | 48.9533 | 47.85 | 47.0167 | 49.3933 | 52.98 | 56.8167 | 60.6467 | 63.47 | 65.9467 | 68.05 | 69.7867 | 70.6233 | 70.3867 | 69.0333 | 67.0467 | 65.8267 | 63.58 | 60.16 | 57.3067 | 55.2767 | 54.1067 | 52.7433
Wyoming - Rock Springs | Jul | G | Wyoming - Rock Springs-Jul | 61.1871 | 59.6613 | 56.3806 | 55.0452 | 53.6935 | 57.5613 | 61.4871 | 65.4065 | 69.1516 | 72.8645 | 76.5806 | 78.2355 | 79.8935 | 81.5419 | 80.5839 | 79.6097 | 78.6516 | 76.0161 | 73.3 | 70.6226 | 67.771 | 64.9871 | 62.2097 | 60.7129
Wyoming - Rock Springs | Aug | H | Wyoming - Rock Springs-Aug | 55.7903 | 54.4097 | 54.5548 | 53.1516 | 51.6355 | 51.2129 | 55.6839 | 61.2032 | 66.4968 | 70.4419 | 73.6129 | 75.6032 | 76.4355 | 77.2065 | 78.1871 | 78.2032 | 76.7516 | 74.6161 | 71.7 | 67.6097 | 65.1323 | 62.9419 | 61.0323 | 59.3129
Wyoming - Rock Springs | Sep | I | Wyoming - Rock Springs-Sep | 47.3767 | 46.08 | 45.29 | 44.5367 | 43.7367 | 45.5833 | 47.4967 | 49.4 | 53.44 | 57.4567 | 61.5 | 63.4533 | 65.4067 | 67.35 | 67.2767 | 67.2033 | 67.1 | 63.3767 | 59.6033 | 55.8467 | 53.7967 | 51.7333 | 49.7233 | 48.4333
Wyoming - Rock Springs | Oct | J | Wyoming - Rock Springs-Oct | 39.2742 | 38.7677 | 37.3968 | 36.8548 | 35.9935 | 35.4419 | 35.2355 | 38.5548 | 42.4097 | 46.1032 | 49.2903 | 52.0903 | 54.3065 | 55.4 | 55.7032 | 54.9645 | 53.0774 | 48.9452 | 46.2129 | 44.7323 | 43.3032 | 41.8968 | 40.7452 | 39.9032
Wyoming - Rock Springs | Nov | K | Wyoming - Rock Springs-Nov | 28.7633 | 28.0267 | 27.96 | 27.6567 | 27.0633 | 26.66 | 26.2467 | 27.27 | 30.5933 | 33.27 | 35.8633 | 38.55 | 39.8667 | 40.82 | 40.63 | 39.5967 | 36.2333 | 33.6733 | 32.1933 | 31.1033 | 30.6933 | 30.4533 | 29.63 | 29.0833
Wyoming - Rock Springs | Dec | L | Wyoming - Rock Springs-Dec | 19.129 | 18.5935 | 18.0871 | 17.5613 | 17.0516 | 16.8968 | 16.7355 | 16.5968 | 18.9484 | 21.3194 | 23.6871 | 25.4903 | 27.2645 | 29.0806 | 27.6871 | 26.2839 | 24.8774 | 23.8355 | 22.7484 | 21.7129 | 21.2 | 20.6903 | 20.171 | 19.5935
Wyoming - Sheridan | Jan | A | Wyoming - Sheridan-Jan | 15.0032 | 14.9419 | 14.8194 | 14.7548 | 14.6355 | 15.0903 | 15.5742 | 16.0258 | 17.2613 | 18.4387 | 19.6581 | 20.7581 | 21.8419 | 22.9387 | 21.5613 | 20.2677 | 18.8903 | 17.6226 | 16.3097 | 15.0355 | 14.9065 | 14.7903 | 14.6871 | 14.6
Wyoming - Sheridan | Feb | B | Wyoming - Sheridan-Feb | 20.3964 | 19.7929 | 19.5821 | 19.375 | 19.1857 | 19.4964 | 19.8179 | 20.1357 | 23.2964 | 26.475 | 29.6393 | 30.8929 | 32.0714 | 33.3286 | 32.3286 | 31.3964 | 30.4 | 28.4679 | 26.525 | 24.5607 | 23.6464 | 22.7929 | 21.9107 | 21.2857
Wyoming - Sheridan | Mar | C | Wyoming - Sheridan-Mar | 28.6806 | 28.3065 | 28.0484 | 27.8129 | 27.5194 | 28.3323 | 29.1452 | 29.9742 | 32.5484 | 35.1355 | 37.7097 | 39.1581 | 40.5774 | 42.0258 | 41.4871 | 40.9613 | 40.4355 | 37.7194 | 35.0032 | 32.3032 | 31.3968 | 30.5129 | 29.6226 | 29.2774
Wyoming - Sheridan | Apr | D | Wyoming - Sheridan-Apr | 38.9767 | 37.8467 | 37.1567 | 36.4633 | 35.7867 | 37.95 | 40.1767 | 42.3567 | 45.18 | 47.99 | 50.8267 | 51.8067 | 52.76 | 53.7567 | 53.83 | 53.9067 | 53.9933 | 51.0633 | 48.17 | 45.2767 | 44.0567 | 42.8467 | 41.6267 | 40.56
Wyoming - Sheridan | May | E | Wyoming - Sheridan-May | 47.1581 | 46.2613 | 45 | 43.1161 | 43.0839 | 45.4871 | 48.7516 | 52.6387 | 55.6419 | 58.3968 | 60.2581 | 61.5065 | 62.7323 | 63.7 | 63.7774 | 63.3516 | 62.7903 | 61.6613 | 58.8516 | 55.6742 | 53.4258 | 51.6323 | 49.8226 | 48.5452
Wyoming - Sheridan | Jun | F | Wyoming - Sheridan-Jun | 51.1033 | 50.0233 | 50 | 48.99 | 48.83 | 52.7167 | 57.47 | 61.34 | 65.2767 | 68.97 | 71.0133 | 72.4033 | 74.0833 | 75.04 | 74.1567 | 72.3333 | 71.53 | 70.2167 | 66.4633 | 61.6833 | 58.7733 | 55.48 | 54.2367 | 53.9133
Wyoming - Sheridan | Jul | G | Wyoming - Sheridan-Jul | 62.8258 | 61.4129 | 57.8097 | 56.6387 | 56.0613 | 58.7839 | 63.9355 | 67.9581 | 72.3419 | 75.3581 | 78.3935 | 80.0903 | 80.7484 | 81.7065 | 82.3194 | 82.2452 | 81.0871 | 78.7452 | 74.8419 | 70.0645 | 67.4548 | 64.8258 | 62.9355 | 61.9161
Wyoming - Sheridan | Aug | H | Wyoming - Sheridan-Aug | 60.5323 | 58.6903 | 59.6903 | 58.6613 | 57.5935 | 61.2194 | 64.829 | 68.5129 | 71.9323 | 75.3774 | 78.8129 | 79.9484 | 81.1419 | 82.2742 | 82.129 | 81.9968 | 81.8548 | 77.9323 | 74.0065 | 70.1161 | 68.8161 | 67.5097 | 66.2613 | 64.429
Wyoming - Sheridan | Sep | I | Wyoming - Sheridan-Sep | 45.6067 | 44.2667 | 44.1167 | 43.9967 | 43.82 | 46.8367 | 49.8533 | 52.88 | 56.2067 | 59.57 | 62.8967 | 63.97 | 65 | 66.0667 | 65.2233 | 64.4167 | 63.57 | 59.38 | 55.14 | 50.95 | 49.9533 | 48.9433 | 47.92 | 46.5167
Wyoming - Sheridan | Oct | J | Wyoming - Sheridan-Oct | 41.9129 | 40.9871 | 40.7548 | 40.5548 | 40.3129 | 41.7645 | 43.2258 | 44.7355 | 48.6774 | 52.5871 | 56.5194 | 58 | 59.4645 | 60.9387 | 59.3032 | 57.7161 | 56.0871 | 52.5097 | 48.9129 | 45.3065 | 44.4806 | 43.6548 | 42.8452 | 41.9645
Wyoming - Sheridan | Nov | K | Wyoming - Sheridan-Nov | 27.8967 | 27.26 | 28.2667 | 29.2567 | 30.3 | 30.2133 | 30.1 | 29.9867 | 33.0667 | 36.1667 | 39.2433 | 40.23 | 41.1933 | 42.18 | 40.2267 | 38.25 | 36.3067 | 34.29 | 32.2467 | 30.21 | 29.7167 | 29.3067 | 28.9 | 28.3133
Wyoming - Sheridan | Dec | L | Wyoming - Sheridan-Dec | 22.9516 | 22.4484 | 21.9677 | 22.1065 | 23.0968 | 23.0903 | 22.7774 | 22.5903 | 25.7355 | 29.3871 | 31.8226 | 34.7129 | 36.329 | 36.7387 | 36.7774 | 33.5774 | 29.6387 | 27.2645 | 26.2452 | 24.8452 | 24.0161 | 22.9742 | 22.5548 | 22.0613

## 7.Lists
City List | Building Type | Yes/No | [5 empty] | Water Audit |  | Never | 0 | 15%
Alabama - Birmingham | Data Center | Yes | Bin | Data Center - No Econ | Data Center - Full Econ | Admin - No Econ | Admin - Full Econ |  |  | Yes, but more than 3 years ago | 80
Alabama - Huntsville | Admin | No | 90+ | 100% | 100% | 100% | 100% |  |  | Yes, audit within last 3 years | 100
Alabama - Mobile |  |  | 85/89 | 98.12% | 95% | 95% | 95%
Alabama - Montgomery |  |  | 80/84 | 96.25% | 90% | 90% | 90% | Projects from Audit |  | No Action Taken | 0 | 10%
Alaska - Anchorage | Water Stress |  | 75/79 | 94.38% | 85% | 85% | 85% |  |  | Projects identified and < 50% non-Capital projects implemented | 75
Alaska - Annette | High |  | 70/74 | 92.5% | 80% | 80% | 80% |  |  | Projects identified and 50-100% non-Capital projects implemented | 85
Alaska - Barrow | Medium |  | 65/69 | 90.62% | 75% | 75% | 75% |  |  | Capital projects identified and business case done | 100
Alaska - Bethel | Low |  | 60/64 | 88.75% | 70% | 70% | 70%
Alaska - Bettles |  |  | 55/59 | 86.88% | 65% | 65% | 35% | Faucet Aerators |  | None | 0 | 10%
Alaska - Big Delta | Water Treatment |  | 50/54 | 85% | 60% | 60% | 0% |  |  | Low-flow aerators installed on < 50 faucets | 70
Alaska - Cold Bay | Traditional Chemistry |  | 45/49 | 83.12% | 55% | 55% | 0% |  |  | Low-flow aerators installed on between 50-74% faucets | 85
Alaska - Fairbanks | Traditional Water Softeners |  | 40/44 | 81.25% | 50% | 50% | 0% |  |  | Low-flow aerators installed on between 75-100% faucets | 100
Alaska - Gulkana | Innovative Technology |  | 35/39 | 79.38% | 45% | 45% | 0%
Alaska - King Salmon |  |  | 30/34 | 77.5% | 40% | 40% | 0%
Alaska - Kodiak | Free Air Economizer Mode |  | 25/29 | 75.62% | 35% | 35% | 0% | Fixtures | Low flow toilets | None | 60 | 10%
Alaska - Kotzebue | No Air Economizer |  | 20/24 | 73.75% | 30% | 30% | 0% |  |  | Some | 80
Alaska - McGrath | Full Air Economizer |  | 15/19 | 71.88% | 25% | 25% | 0% |  |  | All | 100
Alaska - Nome |  |  | 10/14 | 70% | 20% | 20% | 0% |  | Ultra low flush urinals | None | 60
Alaska - St Paul Island | [9 empty] | Some | 80
Alaska - Talkeetna | Economizer Contribution |  |  | Letter Grades | [5 empty] | All | 100
Alaska - Yakutat | 0% |  |  | 100 | A+ |  |  |  | Automatic controls | None | 60
Arizona - Flagstaff | 10% |  |  | 99 | A+ |  |  |  |  | Some | 80
Arizona - Phoenix | 20% |  |  | 98 | A+ |  |  |  |  | All | 100
Arizona - Prescott | 30% |  |  | 97 | A+
Arizona - Tuscon | 40% |  |  | 96 | A |  |  | Landscape |  | None | 0 | 10%
Arkansas - Fort Smith | 50% |  |  | 95 | A |  |  |  |  | Utilizes landscaping that minimizes the need for irrigation (drought-tolerant, xeriscape techniques). No/limited irrigation needed. Or N/A (no irrigation at facility) | 100
Arkansas - Little Rock | 60% |  |  | 94 | A |  |  |  |  | Irrigation is water efficient. Utilizes low-flow sprinklers, trickle/drip irrigation and has optimized watering schedules and water placement | 85
California - Arcata | 70% |  |  | 93 | A |  |  |  |  | System is checked to ensure no leaks | 75
California - Bakersfield | 80% |  |  | 92 | A-
California - Daggett | 90% |  |  | 91 | A- |  |  | Cooling Tower |  | None | 0 | 15%
California - Fresno | 100% |  |  | 90 | A- |  |  |  |  | Blow-down water is measured/monitored; PMs done | 80
California - Long Beach |  |  |  | 89 | B+ |  |  |  |  | Maintenance is optimized to reduce blow-down | 90
California - Los Angeles |  |  |  | 88 | B+ |  |  |  |  | System design to minimize blowdown (special tech) Or N/A | 100
California - Sacramento |  |  |  | 87 | B+
California - San Diego |  |  |  | 86 | B |  |  | Water Champion role in A&D Goals |  |  | 100 | 4%
California - San Francisco |  |  |  | 85 | B |  |  | cooling tower sewer credit |  |  | 100 | 4%
California - Santa Maria |  |  |  | 84 | B |  |  | Water Re-Use |  |  | 100 | 4%
Colorado - Alamosa |  |  |  | 83 | B |  |  | Rebates Evaluated |  |  | 100 | 4%
Colorado - Boulder |  |  |  | 82 | B- |  |  | Innovation |  |  | 100 | 4%
Colorado - Colorado Springs |  |  |  | 81 | B-
Colorado - Eagle |  |  |  | 80 | B-
Colorado - Grand Junction |  |  |  | 79 | C+
Colorado - Pueblo |  |  |  | 78 | C+
Connecticut - Bridgeport |  |  |  | 77 | C+
Connecticut - Hartford |  |  |  | 76 | C
Delaware - Wilmington |  |  |  | 75 | C
Florida - Daytona Beach |  |  |  | 74 | C
Florida - Jacksonville |  |  |  | 73 | C
Florida - Key West |  |  |  | 72 | C-
Florida - Miami |  |  |  | 71 | C-
Florida - Tallahassee |  |  |  | 70 | C-
Florida - Tampa |  |  |  | 69 | D+
Florida - West Palm Beach |  |  |  | 68 | D+
Georgia - Athens |  |  |  | 67 | D+
Georgia - Atlanta |  |  |  | 66 | D
Georgia - Augusta |  |  |  | 65 | D
Georgia - Columbus |  |  |  | 64 | D
Georgia - Macom |  |  |  | 63 | D
Georgia - Savannah |  |  |  | 62 | D-
Hawaii - Hilo |  |  |  | 61 | D-
Hawaii - Honolulu |  |  |  | 60 | D-
Hawaii - Kahului |  |  |  | 59 | F
Hawaii - Lihue |  |  |  | 58 | F
Idaho - Boise |  |  |  | 57 | F
Idaho - Pocatello |  |  |  | 56 | F
Illinois - Chicago |  |  |  | 55 | F
Illinois - Moline |  |  |  | 54 | F
Illinois - Peoria |  |  |  | 53 | F
Illinois - Rockford |  |  |  | 52 | F
Illinois - Springfield |  |  |  | 51 | F
Indiana - Evansville |  |  |  | 50 | F
Indiana - Fort Wayne |  |  |  | 49 | F
Indiana - Indianapolis |  |  |  | 48 | F
Indiana - South Bend |  |  |  | 47 | F
Iowa - Des Moines |  |  |  | 46 | F
Iowa - Mason City |  |  |  | 45 | F
Iowa - Sioux City |  |  |  | 44 | F
Iowa - Waterloo |  |  |  | 43 | F
Kansas - Dodge City |  |  |  | 42 | F
Kansas - Goodland |  |  |  | 41 | F
Kansas - Topeka |  |  |  | 40 | F
Kansas - Wichita |  |  |  | 39 | F
Kentucky - Covington |  |  |  | 38 | F
Kentucky - Lexington |  |  |  | 37 | F
Kentucky - Louisville |  |  |  | 36 | F
Louisiana - Baton Rouge |  |  |  | 35 | F
Louisiana - Lake Charles |  |  |  | 34 | F
Louisiana - New Orleans |  |  |  | 33 | F
Louisiana - Shrevport |  |  |  | 32 | F
Maine - Caribou |  |  |  | 31 | F
Maine - Portland |  |  |  | 30 | F
Maryland - Baltimore |  |  |  | 29 | F
Massachusets - Boston |  |  |  | 28 | F
Massachusets - Worchester |  |  |  | 27 | F
Michigan - Alpena |  |  |  | 26 | F
Michigan - Detroit |  |  |  | 25 | F
Michigan - Flint |  |  |  | 24 | F
Michigan - Grand Rapids |  |  |  | 23 | F
Michigan - Houghton |  |  |  | 22 | F
Michigan - Lansing |  |  |  | 21 | F
Michigan - Muskegon |  |  |  | 20 | F
Michigan - Sault Ste Marie |  |  |  | 19 | F
Michigan - Traverse City |  |  |  | 18 | F
Minnesota - Duluth |  |  |  | 17 | F
Minnesota - International Falls |  |  |  | 16 | F
Minnesota - Minneapolis |  |  |  | 15 | F
Minnesota - Rochester |  |  |  | 14 | F
Minnesota - Saint Cloud |  |  |  | 13 | F
Mississippi - Jackson |  |  |  | 12 | F
Mississippi - Meridian |  |  |  | 11 | F
Missouri - Columbia |  |  |  | 10 | F
Missouri - Kansas City |  |  |  | 9 | F
Missouri - Springfield |  |  |  | 8 | F
Missouri - St Louis |  |  |  | 7 | F
Montana - Billings |  |  |  | 6 | F
Montana - Cut Bank |  |  |  | 5 | F
Montana - Glasgow |  |  |  | 4 | F
Montana - Great Falls |  |  |  | 3 | F
Montana - Helena |  |  |  | 2 | F
Montana - Kalispell |  |  |  | 1 | F
Montana - Lewistown
Montana - Miles City
Montana - Missoula
Nebraska - Grand Island
Nebraska - Norfolk
Nebraska - North Platte
Nebraska - Omaha
Nebraska - Scottsbluff
Nevada - Elko
Nevada - Ely
Nevada - Las Vegas
Nevada - Reno
Nevada - Tonopah
Nevada - Winnemucca
New Hampshire - Concord
New Jersey - Atlantic City
New Jersey - Newark
New Mexico - Albuquerque
New Mexico - Tucumcari
New York - Albany
New York - Binghamton
New York - Buffalo
New York - Massena
New York - New York City
New York - Rochester
New York - Syracuse
North Carolina - Asheville
North Carolina - Cape Hatteras
North Carolina - Charlotte
North Carolina - Greensboro
North Carolina - Raleigh
North Carolina - Wilmington
North Dakota - Bismarck
North Dakota - Fargo
North Dakota - Minot
Ohio - Akron
Ohio - Cleveland
Ohio - Columbus
Ohio - Dayton
Ohio - Mandfield
Ohio - Toledo
Ohio - Youngstown
Oklahoma - Oklahoma City
Oklahoma - Tulsa
Oregon - Astoria
Oregon - Burns
Oregon - Eugene
Oregon - Medford
Oregon - North Bend
Pacific Islands - Guam
Pennsylvania - Allentown
Pennsylvania - Bradford
Pennsylvania - Erie
Pennsylvania - Harrisburg
Pennsylvania - Philadelphia
Puerto Rico - San Juan
Rhode Island - Providence
South Carolina - Charleston
South Carolina - Columbia
South Carolina - Greenville
South Dakota - Huron
South Dakota - Pierre
South Dakota - Rapid City
South Dakota - Sioux Falls
Tennessee - Bristol
Tennessee - Chattanooga
Tennessee - Knoxville
Tennessee - Memphis
Tennessee - Nashville
Texas - Abilene
Texas - Amarillo
Texas - Austin
Texas - Brownsville
Texas - Corpus Christi
Texas - El Paso
Texas - Fort Worth
Texas - Houston
Texas - Lubbock
Texas - Lufkin
Texas - Midland
Texas - Port Arthur
Texas - San Angelo
Texas - San Antonio
Texas - Victoria
Texas - Waco
Texas - Wichita Falls
Utah - Cedar City
Utah - Salt Lake City
Vermont - Burlington
Virginia - Lynchburg
Virginia - Norfolk
Virginia - Richmond
Virginia - Roanoke
Virginia - Sterling
Washington - Olymia
Washington - Quillayute
Washington - Seattle
Washington - Spokane
Washington - Yakima
West Virginia - Charleston
West Virginia - Elkins
West Virginia - Huntington
Wisconsin - Eau Claire
Wisconsin - Green Bay
Wisconsin - La Crosse
Wisconsin - Madison
Wisconsin - Milwaukee
Wyoming - Casper
Wyoming - Cheyenne
Wyoming - Lander
Wyoming - Rock Springs
Wyoming - Sheridan